## Readme
Recommendations before using this tool
• It is recommended that the i am your battery storage guide is used as a reference to this tool.
• You may need to zoom out on each worksheet of the tool to fit all the displayed content.
• On completion of this feasiblity assessment we recommend that users attend the Office and Environment and Heritage battery storage training course to assist in the development of a request for price estimate from the supply and installation market.
System requirements
The minimum requirements to run the tool are: • Windows 7 operating system or later. • Windows Microsoft Office Excel 2010. Note: The tool is not supported on Microsoft Office for Mac. Recommended settings to correctly use the tool: • Macros and active content must be enabled. Macro settings can be changed in Excel 2010 in the Macros tab of the Trust Centre. In the menu go to File>Options>Trust Center. Select Trust Center settings> Macro settings tab>'Disable all macros with notification'. The following warning will then appear, and 'Enable Content' must be selected for the tool to work correctly. • Depending on your Trust Centre settings, the tool may open in Protected View. To exit Protected View and edit the tool, ‘Enable Editing’ must be selected when the yellow message bar appears. After you leave Protected View, the tool becomes a trusted document. • The location you save the tool may need to be added to the Excel Trusted Locations list to ensure full functionality. Trusted Location settings can be changed in Excel 2010 the Trusted Location tab of the Trust Centre.
  Battery Storage for business: an investment decision tool
For more information please contact the Energy Efficient Business Team on 1300 361 967 or email: energy.saver@environment.nsw.gov.au
:

## Introduction
Answer
0
Yes
No
Disclaimer
The Office of Environment and Heritage (OEH) has compiled the Battery Storage for business: an investment decision tool in good faith, exercising all due care and attention, however it may contain errors and omissions. This analysis tool does not replace the detailed engineering of an appropriate solution for the needs of a particular project.
This is tool is intended to assess feasibility while providing an indicative payback period, however any outcomes produced are an approximate guide only. You should independently verify and check the accuracy, completeness, reliability and suitability of the information contained in this tool and seek appropriate advice before making any decision based on this information. This tool may be subject to revision without notice and you should ensure you are using the latest version.
To the fullest extent permitted by law, OEH, expressly disclaims all warranties, whether express or implied. In no event will OEH be liable for any direct, indirect, special, incidental, tort, economic or consequential damage or damages for negligence, including but not limited to for any loss of anticipated savings, opportunity, revenue, profit or goodwill, loss of contracts or business relationships whether in relation to the contents of, or arising out of the use or inability to use this tool, any outcome produced by tool or any reliance thereon, or otherwise.
OEH accepts no liability for any interference with or damage to a user's computer system, software or data occurring in connection with or relating to this tool or its use. You are encouraged to take appropriate and adequate precautions to ensure that whatever is selected from this tool is free of viruses or other contamination that may interfere with or damage your computer system, software or data.
This tool will help you understand if battery storage is right for your business.
You'll be able to see the return on investment of tariff optimisation through battery storage. You may also be able to explore peak shaving as an alternative.
Gather the following information before you start.
- Your budget
- Your yearly electricity expenditure
- Your simple payback expectations
STEP 1 Questionnaire
Choose options that best reflect your situation.
STEP 2 Customisation
Fine tune energy prices and expeiment with forecasts. Results will be shown in blue (feasible) or in red (not feasible). An option to explore peak shaving may also be shown at this stage.
STEP 3 Summary
Your results will appear in this section. Use this information when talking to a supplier or engineering consultant about sizing and costing for an appropirate battery storage solution.
  Battery Storage for business: an investment decision tool
START QUESTIONNAIRE
Do you accept the disclaimer detailed below in order to use this tool?
For more information please contact the Energy Efficient Business Team on 1300 361 967 or email: energy.saver@environment.nsw.gov.au
:

## Questionnaire (hidden)
Q1 | 0
Q2 | 0
Q3 | 0
Q4 | 0
Q5 | 0
Q6 | 0
Q7 | 0
Question1
Question2
Question3
Question4
Question5
Question6
Question7
Q1
Yes
No
I don't have the budget but I'd like to continue anyway
Q2
Yes
No
Q3
Yes
Yes, but I need more information about a battery room
No
Q4
I can get all the power I need from the grid and I want to save money
Power failures are very costly to my business and I need a back-up option
The grid seldom (or never) supplies what I need and I want an off-grid solution
Q5
Small energy user - spend less than $20,000 per year (less than 275 kWh per day)
Medium energy user - spend between $20,000 and $30,000 per year
Large energy user - spend more than $30,000 per year (more than 450 kWh per day)
Q6
I want the shortest payback possible
Batteries last a long time, I'm happy if the lifetime savings make sense
I'm more interested in grid-independence, renewable energy targets and/or tax deductions
Q7
3-7 years
7-10 years
More than 10 years
Battery storage systems are capital intensive and provide benefits over a long lifetime.
A battery room is the best practice for mitigating the risks of battery storage. You will need to overcome this hurdle before you can proceed.
Off-grid power solutions require a detailed analysis. You will need to consult an engineering expert about this solution.
Battery storage requires significant modification to a site's electrical infrastructure. You will need to overcome this hurdle before you can proceed.
Back-up power solutions require a detailed analysis. You will need to consult an engineering expert about this solution.
Q1. Battery systems typically range from $15,000 to $250,000.
Do you have this budget?
  Battery storage for business: an investment decision tool
STEP 1 Questionnaire
Q2. Do you own the property and/or have permission to modify the property's electrical infrastructure?
Q3. Commercial installation requirements mean that a dedicated battery room will need to be constructed. Do you have the necessary space and/or permission to construct this room?
Q4. Which statement best reflects your power needs?
Q5. Which statement best reflects your power consumption?
Q6. What are your financial expectations for the battery system?
What is the simple payback duration that you deem acceptable?
For more information about a battery room:
- Refer to 'i am your battery storage guide' on the OEH website
- Visit the Clean Energy Council website to download guidelines:
http://www.solaraccreditation.com.au/installers/becoming-accredited/battery-storage-endorsement.html
Open link
NEXT STEP
VIEW SUMMARY
Approximately 139% of the cost will be recovered by end of life.
Batteries may be feasible for you if payback is not critical.
You will need to decide if this is acceptable or not.
For more information please contact the Energy Efficient Business Team on 1300 361 967 or email: energy.saver@environment.nsw.gov.au
:

## Customise (hidden)
Answers
Standard | 1 | Standard
Two peak
Daytime peak
Standard energy prices | 1 | Standard energy prices
Custom energy prices
28.6 | $0.286 | 0.286
20.9 | $0.209 | 0.209
12.32 | $0.1232 | 0.1232
Both | 1 | Both
Solar
Off-peak
Storage List Box | 1 | Default
Investment Duration | 1 | Default
Efficiency Options
Default
100%
95%
90%
85%
80%
75%
Payback Year Options
Default | Default
1 year | 1
2 years | 2
3 years | 3
4 years | 4
5 years | 5
6 years | 6
7 years | 7
8 years | 8
9 years | 9
10 years | 10
11 years | 11
12 years | 12
13 years | 13
14 years | 14
15 years | 15
16 years | 16
17 years | 17
18 years | 18
19 years | 19
20 years | 20
VIEW SUMMARY
Duration details
Effiiciency details
Energy Source Details
Large Energy User
Tariff Details
Battery storage provides benefits over the entire lifetime of the system.
Provided that the system is built to last, longer durations are more likely to pay back.
The default value is the answer selected in the questionnaire.
Peak shaving may also be feasible, would you like to explore this option?
  Battery storage for business: an investment decision tool
STEP 2 Customise
Below you can choose to edit details to be more specific to your site, explore a peak shaving option or skip to view the summary page.
Time of use tariff details
Energy tariff details
Energy source to charge
Storage efficiency
Round trip efficiency
Investment duration What simple payback duration do you deem acceptable?
Peak ($/kWh)
Shoulder ($/kWh)
Off-peak ($/kWh)
Peak
Shoulder
Off-peak
2-8pm (Weekdays)
9am-2pm , 8-10pm
10pm-9am
$0.1232
$0.209
$0.286
5
2
365
Either solar power or off-peak grid power will be used to charge the battery.
Cycles per week - weekday:
Cycles per week - weekend:
Cycles per year:
Storage round trip efficiency refers to what proportion of energy is recovered after charging and discharging the battery.
This value depends on battery chemistry, battery model and inverter. The default value is 85%.
SHOW DETAILS
HIDE DETAILS
SHOW DETAILS
HIDE DETAILS
SHOW DETAILS
HIDE DETAILS
SHOW DETAILS
HIDE DETAILS
SHOW DETAILS
HIDE DETAILS
PEAK SHAVING
Break even point
Batteries appear feasible!
The proportion of system's cost recovered after 15 Years
The number of times the system's cost is recovered over its possible lifetime
11.4 years
139%
1.4
For more information please contact the Energy Efficient Business Team on 1300 361 967 or email: energy.saver@environment.nsw.gov.au
:

## Summary (hidden)
Tariff optimisation output details | Customisation | General assumptions
- | User entered customisations of the model are as follows: - Energy prices are based on standard tariffs - The payback year nominated by the user is 25 years - The standard average costs of battery storage $1000 per kWh has been used in these calculations - A default inflation of 2.5% per annum has been applied to the cost of electricity | - The battery is always fully charged and discharged in the usable range each cycle - The average cost of battery storage of $1000 per kWh represents the installed cost of the entire system per usable kWh - If solar charging is selected it is assumed that there is always enough solar power to fill the battery completely every day - The cost of solar power is the capital costs averaged over 15 years, which is equal to a kWh rate of $0.052 - A solar to peak cycle occurs every weekday when there is a peak period in the evening - An off peak to peak cycle occurs every weekday when there is a peak period in the morning - If the weekend has a shoulder rate then a solar to shoulder cycle will occur - No degradation of performance over the battery lifetime has been modelled. Consider modifying the average cost per kWh instead
Time of use tariff periods | Tariff optimisation output summary
Peak : 2-8pm (Weekdays) | Battery storage is financially feasible because the system could potentially pay for itself with 419% profit at the payback year
Shoulder : 9am-2pm , 8-10pm
Off Peak : 10pm-9am | - The return on investment after 25 Years is 419%
- The return on investment at the possible lifetime of 15 Years is 152%
Tariff rates | - This system is expected to break even after 6.7 years
Peak : $0.5 per kWh
Shoulder : $0.28 per kWh
Off Peak : $0.1 per kWh
Peak shaving output details | Peak shaving output summary | Peak shaving assumptions
| #N/A | General Assumptions: - It is assumed that the battery is always fully charged before a peak event occurs - It is assumed that the battery is always charged from off-peak power - It is assumed that the average cost of battery storage of $1000 per kWh represents the installed cost of the entire system per usable kWh - This may vary based on the size of the system and cost of installation - A default inflation of 2.5% per annum has been applied to the cost of electricity - A peak event is approximated such that the power consumption increases to a maximum, remains at that point for a set duration and decreases linearly - The duration for a peak event is the answer selected in Q4. 'Between 1 and 2 hours' assumes 2 hours. 'More than 3 hours' assumes 4 hours - The default duration for this maximum peak duration is the average between the total time of peak event and 30 minutes - It is assumed that the system never fails to fully supply the load above the peak threshold - The default number of peak events per year is set at 40. This should be considered by the user to be a large number of peaks - The user should balance the peak threshold such that the battery is not insubstantially small but at the same time only the largest peaks will require battery intervention - It is CRITICAL that careful analysis is performed to ensure that the battery is sized correctly to supply ALL events
#N/A
#N/A
Peak demand tariff rates | #N/A
#N/A
START OVER
HIDE DETAILS
SHOW DETAILS
Click 'show details' to view. Use this information when talking to a supplier or engineering consultant about sizing and costing an appropriate battery storage solution.
Peak shaving summary
Tariff optimisation summary
  Battery storage for business: an investment decision tool
Break even point
11.4 years
The proportion of system's cost recovered after 15 Years
139%
The number of times the system's cost is recovered over its possible lifetime
1.4
Break even point
7.7 Years
The proportion of system's cost recovered after 15 Years
215%
The number of times the system's cost is recovered over its possible lifetime
2.2
Peak shaving using battery storage appears to be feasible for your business.
Battery storage and tariff optimisation appears to be feasible for your business
STEP 3 Summary
PRINT
GO BACK
SHOW GRAPH
- The business is prepared for capital expenditure - The business is allowed to modify its electrical infrastructure - A battery room may be a show-stopper for the business. For more details refer to the OEH document 'i am you battery storage guide', or visit the Clean Energy Council website for installation guidelines. - The business requires off-grid capability. Detailed site analysis is required for requirements to be accurate -
- Capacity charges apply to the business - Peak usage could occur at any time
For more information please contact the Energy Efficient Business Team on 1300 361 967 or email: energy.saver@environment.nsw.gov.au
:

## Peak Shaving (hidden)
Answer
I have to pay capacity charges
I don't have to pay capacity charges
Peak usage could occur at any time
Peak usage occurs at a predictable time of day
Peak usage occurs at a controllable time of day
Peak usage size could be any value
Peak usage size is predictable based on past data
Peak usage size is controllable
More than 3 hours
Between 2 and 3 hours
Between 1 and 2 hours
Less than 1 hour
Ausgrid
Endeavour Energy
Essential Energy
I don't know
Question1 | 0
Question2 | 0
Question3 | 0
Question4 | 0
Question5 | 0
Peak shaving only applies to businesses that pay peak capacity charges!
VIEW SUMMARY
Q1. Which capacity charge tariff situation applies to you?
  Battery storage for business: an investment decision tool
Peak shaving
This is when a battery system supplies electrical energy when usage is above a set threshold. See the OEH battery storage guide for more details.
Q2. What do you know about when your peak capacity usage occurs?
Q3. What do you know about the size of your peak capacity usage?
Q4. How long do you expect usage to be at peak levels?
Q5. Which electricity network provider supplies your power?
Break even point
Batteries appear feasible!
The proportion of system's cost recovered after 15 Years
The number of times the system's cost is recovered over its possible lifetime
7.7 Years
215%
2.2
Peak shaving will be too difficult to achieve without more information or control.
For more information please contact the Energy Efficient Business Team on 1300 361 967 or email: energy.saver@environment.nsw.gov.au
:

## Advanced (hidden)
Battery Price | 1 | Default
Inflation | 1 | Default
Battery Price
Default
$1500 per kWh
$1400 per kWh
$1300 per kWh
$1200 per kWh
$1100 per kWh
$1000 per kWh
$900 per kWh
$800 per kWh
$700 per kWh
$600 per kWh
$500 per kWh
Default
0% p.a
1% p.a
2% p.a
3% p.a
4% p.a
5% p.a
Standard energy prices | 1
Custom energy prices
Standard Capacity Charges
Demand
1133.27 | $11.33 | 0
  Battery storage for business: an investment decision tool
Tariff optimisation summary
1.4
Advanced Customisation
This section is for advanced users and allows the user to customise battery storage prices and electricity price inflation at different payback durations.
It is recommended to attend the battery storage course to make the best use of this section.
Peak shaving summary
Break even point
The proportion of system's cost recovered after 15 Years
The number of times the system's cost is recovered over its possible lifetime
11.4 years
139%
Battery price
Storage cost per kWh
Electricity inflation Increase per annum
GO BACK
PRINT
2.2
Break even point
The proportion of system's cost recovered after 15 Years
The number of times the system's cost is recovered over its possible lifetime
7.7 Years
215%
Energy tariff details
Demand tariff
$ / kVA / month
$11.33

## Arbitrage Payback Engine (hidden)
Payback Constraint
[18 empty] | 3-7 Years | 7 |  | Area Resolution | 1000 |  | Graph | Profit | Loss
[18 empty] | 7-10 Years | 10 |  | Min | 0 |  | X Coordinate | 12.5 | 12.5
[18 empty] | More than 10 years | 15 |  | Max | 28.8728 |  | Y Coordinate | 0.24281 | -1
[5 empty] | Discount Model |  | Break Even Year | 6.7114 | 6.7114 | -1 |  |  | Years | 20 |  |  |  | Custom | -1
[5 empty] | None | [12 empty] | Default | 25 | XY Plots |  |  | Area Plots |  |  |  | Summary
[23 empty] | X Axis | Bottom Area | Delta Fill Profit | Delta Fill Loss | after 25 Years | Break Even Point | ROI over Expected Lifetime (15 Years)
| X Axis |  | Levelised Cost |  |  | Earnings |  |  |  |  | Breakeven Graphs |  |  |  | Cost Graphs | [7 empty] | 0 | 0 | 0 | 0 | 418.8% | 6.7 years | 152.4%
Numbers 1 -20 | Cycles | Years | Levelised Cost Per kWh | Full Price | Discount 1 | Arbitrage Earnings | Average Arbitrage Earnings | Arbitrage Break Even Calc | Break Even Calc | Break Even Calc Alt1 | Graph Y Axis | Break Even Year | Break Even Year | Break Even Alt 1 | Contraint Price | Alt 1 | Lower Contraint | Payback Contraint | Lifetime Constraint | X Axis | Tariff Earnings | Payback Cost | 0.94877 | 0 | 0 | 0 | Cumulative ROI
Default | 10 | 0.027394 | 100 | 100 | 999 | 0.37597 | 0.37597 | 999 | 999 | 999 | 0.001 | 6.7114 | 6.7114 | -1 | 0.10965 | 999 | 25 | 25 | -1 | 0.027394 | 0.37597 | 0.10965 | 0.94877 | 0.10965 | 0.26632 | 0 | -99.62%
1 | 20 | 0.054787 | 50 | 50 | 999 | 0.37597 | 0.37597 | 999 | 999 | 999 | 0.002 | 6.7114 | 6.7114 | -1 | 0.10965 | 999 | 25 | 25 | -1 | 0.054787 | 0.37597 | 0.10965 | 1.8975 | 0.10965 | 0.26632 | 0 | -99.25%
2 | 30 | 0.082181 | 33.3333 | 33.3333 | 999 | 0.37597 | 0.37597 | 999 | 999 | 999 | 0.003 | 6.7114 | 6.7114 | -1 | 0.10965 | 999 | 25 | 25 | -1 | 0.082181 | 0.37597 | 0.10965 | 2.8463 | 0.10965 | 0.26632 | 0 | -98.87%
3 | 40 | 0.10957 | 25 | 25 | 999 | 0.37597 | 0.37597 | 999 | 999 | 999 | 0.004 | 6.7114 | 6.7114 | -1 | 0.10965 | 999 | 25 | 25 | -1 | 0.10957 | 0.37597 | 0.10965 | 3.7951 | 0.10965 | 0.26632 | 0 | -98.5%
4 | 50 | 0.13697 | 20 | 20 | 999 | 0.37597 | 0.37597 | 999 | 999 | 999 | 0.005 | 6.7114 | 6.7114 | -1 | 0.10965 | 999 | 25 | 25 | -1 | 0.13697 | 0.37597 | 0.10965 | 4.7438 | 0.10965 | 0.26632 | 0 | -98.12%
5 | 60 | 0.16436 | 16.6667 | 16.6667 | 999 | 0.37597 | 0.37597 | 999 | 999 | 999 | 0.006 | 6.7114 | 6.7114 | -1 | 0.10965 | 999 | 25 | 25 | -1 | 0.16436 | 0.37597 | 0.10965 | 5.6926 | 0.10965 | 0.26632 | 0 | -97.74%
6 | 70 | 0.19175 | 14.2857 | 14.2857 | 999 | 0.37597 | 0.37597 | 999 | 999 | 999 | 0.007 | 6.7114 | 6.7114 | -1 | 0.10965 | 999 | 25 | 25 | -1 | 0.19175 | 0.37597 | 0.10965 | 6.6414 | 0.10965 | 0.26632 | 0 | -97.37%
7 | 80 | 0.21915 | 12.5 | 12.5 | 999 | 0.37597 | 0.37597 | 999 | 999 | 999 | 0.008 | 6.7114 | 6.7114 | -1 | 0.10965 | 999 | 25 | 25 | -1 | 0.21915 | 0.37597 | 0.10965 | 7.5901 | 0.10965 | 0.26632 | 0 | -96.99%
8 | 90 | 0.24654 | 11.1111 | 11.1111 | 999 | 0.37597 | 0.37597 | 999 | 999 | 999 | 0.009 | 6.7114 | 6.7114 | -1 | 0.10965 | 999 | 25 | 25 | -1 | 0.24654 | 0.37597 | 0.10965 | 8.5389 | 0.10965 | 0.26632 | 0 | -96.62%
9 | 100 | 0.27394 | 10 | 10 | 999 | 0.37597 | 0.37597 | 999 | 999 | 999 | 0.01 | 6.7114 | 6.7114 | -1 | 0.10965 | 999 | 25 | 25 | -1 | 0.27394 | 0.37597 | 0.10965 | 9.4877 | 0.10965 | 0.26632 | 0 | -96.24%
10 | 110 | 0.30133 | 9.0909 | 9.0909 | 999 | 0.37597 | 0.37597 | 999 | 999 | 999 | 0.011 | 6.7114 | 6.7114 | -1 | 0.10965 | 999 | 25 | 25 | -1 | 0.30133 | 0.37597 | 0.10965 | 10.4364 | 0.10965 | 0.26632 | 0 | -95.86%
11 | 120 | 0.32872 | 8.3333 | 8.3333 | 999 | 0.37597 | 0.37597 | 999 | 999 | 999 | 0.012 | 6.7114 | 6.7114 | -1 | 0.10965 | 999 | 25 | 25 | -1 | 0.32872 | 0.37597 | 0.10965 | 11.3852 | 0.10965 | 0.26632 | 0 | -95.49%
12 | 130 | 0.35612 | 7.6923 | 7.6923 | 999 | 0.37597 | 0.37597 | 999 | 999 | 999 | 0.013 | 6.7114 | 6.7114 | -1 | 0.10965 | 999 | 25 | 25 | -1 | 0.35612 | 0.37597 | 0.10965 | 12.334 | 0.10965 | 0.26632 | 0 | -95.11%
13 | 140 | 0.38351 | 7.1429 | 7.1429 | 999 | 0.37597 | 0.37597 | 999 | 999 | 999 | 0.014 | 6.7114 | 6.7114 | -1 | 0.10965 | 999 | 25 | 25 | -1 | 0.38351 | 0.37597 | 0.10965 | 13.2827 | 0.10965 | 0.26632 | 0 | -94.74%
14 | 150 | 0.4109 | 6.6667 | 6.6667 | 999 | 0.37597 | 0.37597 | 999 | 999 | 999 | 0.015 | 6.7114 | 6.7114 | -1 | 0.10965 | 999 | 25 | 25 | -1 | 0.4109 | 0.37597 | 0.10965 | 14.2315 | 0.10965 | 0.26632 | 0 | -94.36%
15 | 160 | 0.4383 | 6.25 | 6.25 | 999 | 0.37597 | 0.37597 | 999 | 999 | 999 | 0.016 | 6.7114 | 6.7114 | -1 | 0.10965 | 999 | 25 | 25 | -1 | 0.4383 | 0.37597 | 0.10965 | 15.1803 | 0.10965 | 0.26632 | 0 | -93.98%
16 | 170 | 0.46569 | 5.8824 | 5.8824 | 999 | 0.37597 | 0.37597 | 999 | 999 | 999 | 0.017 | 6.7114 | 6.7114 | -1 | 0.10965 | 999 | 25 | 25 | -1 | 0.46569 | 0.37597 | 0.10965 | 16.129 | 0.10965 | 0.26632 | 0 | -93.61%
17 | 180 | 0.49308 | 5.5556 | 5.5556 | 999 | 0.37597 | 0.37597 | 999 | 999 | 999 | 0.018 | 6.7114 | 6.7114 | -1 | 0.10965 | 999 | 25 | 25 | -1 | 0.49308 | 0.37597 | 0.10965 | 17.0778 | 0.10965 | 0.26632 | 0 | -93.23%
18 | 190 | 0.52048 | 5.2632 | 5.2632 | 999 | 0.37597 | 0.37597 | 999 | 999 | 999 | 0.019 | 6.7114 | 6.7114 | -1 | 0.10965 | 999 | 25 | 25 | -1 | 0.52048 | 0.37597 | 0.10965 | 18.0266 | 0.10965 | 0.26632 | 0 | -92.86%
19 | 200 | 0.54787 | 5 | 5 | 999 | 0.37597 | 0.37597 | 999 | 999 | 999 | 0.02 | 6.7114 | 6.7114 | -1 | 0.10965 | 999 | 25 | 25 | -1 | 0.54787 | 0.37597 | 0.10965 | 18.9753 | 0.10965 | 0.26632 | 0 | -92.48%
20 | 210 | 0.57526 | 4.7619 | 4.7619 | 999 | 0.37597 | 0.37597 | 999 | 999 | 999 | 0.021 | 6.7114 | 6.7114 | -1 | 0.10965 | 999 | 25 | 25 | -1 | 0.57526 | 0.37597 | 0.10965 | 19.9241 | 0.10965 | 0.26632 | 0 | -92.1%
| 220 | 0.60266 | 4.5455 | 4.5455 | 999 | 0.37597 | 0.37597 | 999 | 999 | 999 | 0.022 | 6.7114 | 6.7114 | -1 | 0.10965 | 999 | 25 | 25 | -1 | 0.60266 | 0.37597 | 0.10965 | 20.8729 | 0.10965 | 0.26632 | 0 | -91.73%
| 230 | 0.63005 | 4.3478 | 4.3478 | 999 | 0.37597 | 0.37597 | 999 | 999 | 999 | 0.023 | 6.7114 | 6.7114 | -1 | 0.10965 | 999 | 25 | 25 | -1 | 0.63005 | 0.37597 | 0.10965 | 21.8216 | 0.10965 | 0.26632 | 0 | -91.35%
| 240 | 0.65744 | 4.1667 | 4.1667 | 999 | 0.37597 | 0.37597 | 999 | 999 | 999 | 0.024 | 6.7114 | 6.7114 | -1 | 0.10965 | 999 | 25 | 25 | -1 | 0.65744 | 0.37597 | 0.10965 | 22.7704 | 0.10965 | 0.26632 | 0 | -90.98%
| 250 | 0.68484 | 4 | 4 | 999 | 0.37597 | 0.37597 | 999 | 999 | 999 | 0.025 | 6.7114 | 6.7114 | -1 | 0.10965 | 999 | 25 | 25 | -1 | 0.68484 | 0.37597 | 0.10965 | 23.7192 | 0.10965 | 0.26632 | 0 | -90.6%
| 260 | 0.71223 | 3.8462 | 3.8462 | 999 | 0.37597 | 0.37597 | 999 | 999 | 999 | 0.026 | 6.7114 | 6.7114 | -1 | 0.10965 | 999 | 25 | 25 | -1 | 0.71223 | 0.37597 | 0.10965 | 24.6679 | 0.10965 | 0.26632 | 0 | -90.22%
| 270 | 0.73962 | 3.7037 | 3.7037 | 999 | 0.37597 | 0.37597 | 999 | 999 | 999 | 0.027 | 6.7114 | 6.7114 | -1 | 0.10965 | 999 | 25 | 25 | -1 | 0.73962 | 0.37597 | 0.10965 | 25.6167 | 0.10965 | 0.26632 | 0 | -89.85%
| 280 | 0.76702 | 3.5714 | 3.5714 | 999 | 0.37597 | 0.37597 | 999 | 999 | 999 | 0.028 | 6.7114 | 6.7114 | -1 | 0.10965 | 999 | 25 | 25 | -1 | 0.76702 | 0.37597 | 0.10965 | 26.5655 | 0.10965 | 0.26632 | 0 | -89.47%
| 290 | 0.79441 | 3.4483 | 3.4483 | 999 | 0.37597 | 0.37597 | 999 | 999 | 999 | 0.029 | 6.7114 | 6.7114 | -1 | 0.10965 | 999 | 25 | 25 | -1 | 0.79441 | 0.37597 | 0.10965 | 27.5142 | 0.10965 | 0.26632 | 0 | -89.1%
| 300 | 0.82181 | 3.3333 | 3.3333 | 999 | 0.37597 | 0.37597 | 999 | 999 | 999 | 0.03 | 6.7114 | 6.7114 | -1 | 0.10965 | 999 | 25 | 25 | -1 | 0.82181 | 0.37597 | 0.10965 | 28.463 | 0.10965 | 0.26632 | 0 | -88.72%
| 310 | 0.8492 | 3.2258 | 3.2258 | 999 | 0.37597 | 0.37597 | 999 | 999 | 999 | 0.031 | 6.7114 | 6.7114 | -1 | 0.10965 | 999 | 25 | 25 | -1 | 0.8492 | 0.37597 | 0.10965 | 29.4118 | 0.10965 | 0.26632 | 0 | -88.35%
| 320 | 0.87659 | 3.125 | 3.125 | 999 | 0.37597 | 0.37597 | 999 | 999 | 999 | 0.032 | 6.7114 | 6.7114 | -1 | 0.10965 | 999 | 25 | 25 | -1 | 0.87659 | 0.37597 | 0.10965 | 30.3605 | 0.10965 | 0.26632 | 0 | -87.97%
| 330 | 0.90399 | 3.0303 | 3.0303 | 999 | 0.37597 | 0.37597 | 999 | 999 | 999 | 0.033 | 6.7114 | 6.7114 | -1 | 0.10965 | 999 | 25 | 25 | -1 | 0.90399 | 0.37597 | 0.10965 | 31.3093 | 0.10965 | 0.26632 | 0 | -87.59%
| 340 | 0.93138 | 2.9412 | 2.9412 | 999 | 0.37597 | 0.37597 | 999 | 999 | 999 | 0.034 | 6.7114 | 6.7114 | -1 | 0.10965 | 999 | 25 | 25 | -1 | 0.93138 | 0.37597 | 0.10965 | 32.2581 | 0.10965 | 0.26632 | 0 | -87.22%
| 350 | 0.95877 | 2.8571 | 2.8571 | 999 | 0.37597 | 0.37597 | 999 | 999 | 999 | 0.035 | 6.7114 | 6.7114 | -1 | 0.10965 | 999 | 25 | 25 | -1 | 0.95877 | 0.37597 | 0.10965 | 33.2068 | 0.10965 | 0.26632 | 0 | -86.84%
| 360 | 0.98617 | 2.7778 | 2.7778 | 999 | 0.37597 | 0.37597 | 999 | 999 | 999 | 0.036 | 6.7114 | 6.7114 | -1 | 0.10965 | 999 | 25 | 25 | -1 | 0.98617 | 0.37597 | 0.10965 | 34.1556 | 0.10965 | 0.26632 | 0 | -86.47%
| 370 | 1.0136 | 2.7027 | 2.7027 | 999 | 0.38689 | 0.37626 | 999 | 999 | 999 | 0.037 | 6.7114 | 6.7114 | -1 | 0.10965 | 999 | 25 | 25 | -1 | 1.0136 | 0.38689 | 0.10965 | 35.1044 | 0.10965 | 0.27725 | 0 | -86.08%
| 380 | 1.041 | 2.6316 | 2.6316 | 999 | 0.38689 | 0.37654 | 999 | 999 | 999 | 0.038 | 6.7114 | 6.7114 | -1 | 0.10965 | 999 | 25 | 25 | -1 | 1.041 | 0.38689 | 0.10965 | 36.0531 | 0.10965 | 0.27725 | 0 | -85.69%
| 390 | 1.0683 | 2.5641 | 2.5641 | 999 | 0.38689 | 0.37681 | 999 | 999 | 999 | 0.039 | 6.7114 | 6.7114 | -1 | 0.10965 | 999 | 25 | 25 | -1 | 1.0683 | 0.38689 | 0.10965 | 37.0019 | 0.10965 | 0.27725 | 0 | -85.3%
| 400 | 1.0957 | 2.5 | 2.5 | 999 | 0.38689 | 0.37706 | 999 | 999 | 999 | 0.04 | 6.7114 | 6.7114 | -1 | 0.10965 | 999 | 25 | 25 | -1 | 1.0957 | 0.38689 | 0.10965 | 37.9507 | 0.10965 | 0.27725 | 0 | -84.92%
| 410 | 1.1231 | 2.439 | 2.439 | 999 | 0.38689 | 0.3773 | 999 | 999 | 999 | 0.041 | 6.7114 | 6.7114 | -1 | 0.10965 | 999 | 25 | 25 | -1 | 1.1231 | 0.38689 | 0.10965 | 38.8994 | 0.10965 | 0.27725 | 0 | -84.53%
| 420 | 1.1505 | 2.381 | 2.381 | 999 | 0.38689 | 0.37753 | 999 | 999 | 999 | 0.042 | 6.7114 | 6.7114 | -1 | 0.10965 | 999 | 25 | 25 | -1 | 1.1505 | 0.38689 | 0.10965 | 39.8482 | 0.10965 | 0.27725 | 0 | -84.14%
| 430 | 1.1779 | 2.3256 | 2.3256 | 999 | 0.38689 | 0.37775 | 999 | 999 | 999 | 0.043 | 6.7114 | 6.7114 | -1 | 0.10965 | 999 | 25 | 25 | -1 | 1.1779 | 0.38689 | 0.10965 | 40.797 | 0.10965 | 0.27725 | 0 | -83.76%
| 440 | 1.2053 | 2.2727 | 2.2727 | 999 | 0.38689 | 0.37795 | 999 | 999 | 999 | 0.044 | 6.7114 | 6.7114 | -1 | 0.10965 | 999 | 25 | 25 | -1 | 1.2053 | 0.38689 | 0.10965 | 41.7457 | 0.10965 | 0.27725 | 0 | -83.37%
| 450 | 1.2327 | 2.2222 | 2.2222 | 999 | 0.38689 | 0.37815 | 999 | 999 | 999 | 0.045 | 6.7114 | 6.7114 | -1 | 0.10965 | 999 | 25 | 25 | -1 | 1.2327 | 0.38689 | 0.10965 | 42.6945 | 0.10965 | 0.27725 | 0 | -82.98%
| 460 | 1.2601 | 2.1739 | 2.1739 | 999 | 0.38689 | 0.37834 | 999 | 999 | 999 | 0.046 | 6.7114 | 6.7114 | -1 | 0.10965 | 999 | 25 | 25 | -1 | 1.2601 | 0.38689 | 0.10965 | 43.6433 | 0.10965 | 0.27725 | 0 | -82.6%
| 470 | 1.2875 | 2.1277 | 2.1277 | 999 | 0.38689 | 0.37852 | 999 | 999 | 999 | 0.047 | 6.7114 | 6.7114 | -1 | 0.10965 | 999 | 25 | 25 | -1 | 1.2875 | 0.38689 | 0.10965 | 44.592 | 0.10965 | 0.27725 | 0 | -82.21%
| 480 | 1.3149 | 2.0833 | 2.0833 | 999 | 0.38689 | 0.3787 | 999 | 999 | 999 | 0.048 | 6.7114 | 6.7114 | -1 | 0.10965 | 999 | 25 | 25 | -1 | 1.3149 | 0.38689 | 0.10965 | 45.5408 | 0.10965 | 0.27725 | 0 | -81.82%
| 490 | 1.3423 | 2.0408 | 2.0408 | 999 | 0.38689 | 0.37887 | 999 | 999 | 999 | 0.049 | 6.7114 | 6.7114 | -1 | 0.10965 | 999 | 25 | 25 | -1 | 1.3423 | 0.38689 | 0.10965 | 46.4896 | 0.10965 | 0.27725 | 0 | -81.44%
| 500 | 1.3697 | 2 | 2 | 999 | 0.38689 | 0.37903 | 999 | 999 | 999 | 0.05 | 6.7114 | 6.7114 | -1 | 0.10965 | 999 | 25 | 25 | -1 | 1.3697 | 0.38689 | 0.10965 | 47.4383 | 0.10965 | 0.27725 | 0 | -81.05%
| 510 | 1.3971 | 1.9608 | 1.9608 | 999 | 0.38689 | 0.37918 | 999 | 999 | 999 | 0.051 | 6.7114 | 6.7114 | -1 | 0.10965 | 999 | 25 | 25 | -1 | 1.3971 | 0.38689 | 0.10965 | 48.3871 | 0.10965 | 0.27725 | 0 | -80.66%
| 520 | 1.4245 | 1.9231 | 1.9231 | 999 | 0.38689 | 0.37933 | 999 | 999 | 999 | 0.052 | 6.7114 | 6.7114 | -1 | 0.10965 | 999 | 25 | 25 | -1 | 1.4245 | 0.38689 | 0.10965 | 49.3359 | 0.10965 | 0.27725 | 0 | -80.27%
| 530 | 1.4519 | 1.8868 | 1.8868 | 999 | 0.38689 | 0.37947 | 999 | 999 | 999 | 0.053 | 6.7114 | 6.7114 | -1 | 0.10965 | 999 | 25 | 25 | -1 | 1.4519 | 0.38689 | 0.10965 | 50.2846 | 0.10965 | 0.27725 | 0 | -79.89%
| 540 | 1.4792 | 1.8519 | 1.8519 | 999 | 0.38689 | 0.37961 | 999 | 999 | 999 | 0.054 | 6.7114 | 6.7114 | -1 | 0.10965 | 999 | 25 | 25 | -1 | 1.4792 | 0.38689 | 0.10965 | 51.2334 | 0.10965 | 0.27725 | 0 | -79.5%
| 550 | 1.5066 | 1.8182 | 1.8182 | 999 | 0.38689 | 0.37974 | 999 | 999 | 999 | 0.055 | 6.7114 | 6.7114 | -1 | 0.10965 | 999 | 25 | 25 | -1 | 1.5066 | 0.38689 | 0.10965 | 52.1822 | 0.10965 | 0.27725 | 0 | -79.11%
| 560 | 1.534 | 1.7857 | 1.7857 | 999 | 0.38689 | 0.37987 | 999 | 999 | 999 | 0.056 | 6.7114 | 6.7114 | -1 | 0.10965 | 999 | 25 | 25 | -1 | 1.534 | 0.38689 | 0.10965 | 53.1309 | 0.10965 | 0.27725 | 0 | -78.73%
| 570 | 1.5614 | 1.7544 | 1.7544 | 999 | 0.38689 | 0.37999 | 999 | 999 | 999 | 0.057 | 6.7114 | 6.7114 | -1 | 0.10965 | 999 | 25 | 25 | -1 | 1.5614 | 0.38689 | 0.10965 | 54.0797 | 0.10965 | 0.27725 | 0 | -78.34%
| 580 | 1.5888 | 1.7241 | 1.7241 | 999 | 0.38689 | 0.38011 | 999 | 999 | 999 | 0.058 | 6.7114 | 6.7114 | -1 | 0.10965 | 999 | 25 | 25 | -1 | 1.5888 | 0.38689 | 0.10965 | 55.0285 | 0.10965 | 0.27725 | 0 | -77.95%
| 590 | 1.6162 | 1.6949 | 1.6949 | 999 | 0.38689 | 0.38023 | 999 | 999 | 999 | 0.059 | 6.7114 | 6.7114 | -1 | 0.10965 | 999 | 25 | 25 | -1 | 1.6162 | 0.38689 | 0.10965 | 55.9772 | 0.10965 | 0.27725 | 0 | -77.57%
| 600 | 1.6436 | 1.6667 | 1.6667 | 999 | 0.38689 | 0.38034 | 999 | 999 | 999 | 0.06 | 6.7114 | 6.7114 | -1 | 0.10965 | 999 | 25 | 25 | -1 | 1.6436 | 0.38689 | 0.10965 | 56.926 | 0.10965 | 0.27725 | 0 | -77.18%
| 610 | 1.671 | 1.6393 | 1.6393 | 999 | 0.38689 | 0.38045 | 999 | 999 | 999 | 0.061 | 6.7114 | 6.7114 | -1 | 0.10965 | 999 | 25 | 25 | -1 | 1.671 | 0.38689 | 0.10965 | 57.8748 | 0.10965 | 0.27725 | 0 | -76.79%
| 620 | 1.6984 | 1.6129 | 1.6129 | 999 | 0.38689 | 0.38055 | 999 | 999 | 999 | 0.062 | 6.7114 | 6.7114 | -1 | 0.10965 | 999 | 25 | 25 | -1 | 1.6984 | 0.38689 | 0.10965 | 58.8235 | 0.10965 | 0.27725 | 0 | -76.41%
| 630 | 1.7258 | 1.5873 | 1.5873 | 999 | 0.38689 | 0.38065 | 999 | 999 | 999 | 0.063 | 6.7114 | 6.7114 | -1 | 0.10965 | 999 | 25 | 25 | -1 | 1.7258 | 0.38689 | 0.10965 | 59.7723 | 0.10965 | 0.27725 | 0 | -76.02%
| 640 | 1.7532 | 1.5625 | 1.5625 | 999 | 0.38689 | 0.38075 | 999 | 999 | 999 | 0.064 | 6.7114 | 6.7114 | -1 | 0.10965 | 999 | 25 | 25 | -1 | 1.7532 | 0.38689 | 0.10965 | 60.7211 | 0.10965 | 0.27725 | 0 | -75.63%
| 650 | 1.7806 | 1.5385 | 1.5385 | 999 | 0.38689 | 0.38084 | 999 | 999 | 999 | 0.065 | 6.7114 | 6.7114 | -1 | 0.10965 | 999 | 25 | 25 | -1 | 1.7806 | 0.38689 | 0.10965 | 61.6698 | 0.10965 | 0.27725 | 0 | -75.25%
| 660 | 1.808 | 1.5152 | 1.5152 | 999 | 0.38689 | 0.38093 | 999 | 999 | 999 | 0.066 | 6.7114 | 6.7114 | -1 | 0.10965 | 999 | 25 | 25 | -1 | 1.808 | 0.38689 | 0.10965 | 62.6186 | 0.10965 | 0.27725 | 0 | -74.86%
| 670 | 1.8354 | 1.4925 | 1.4925 | 999 | 0.38689 | 0.38102 | 999 | 999 | 999 | 0.067 | 6.7114 | 6.7114 | -1 | 0.10965 | 999 | 25 | 25 | -1 | 1.8354 | 0.38689 | 0.10965 | 63.5674 | 0.10965 | 0.27725 | 0 | -74.47%
| 680 | 1.8628 | 1.4706 | 1.4706 | 999 | 0.38689 | 0.38111 | 999 | 999 | 999 | 0.068 | 6.7114 | 6.7114 | -1 | 0.10965 | 999 | 25 | 25 | -1 | 1.8628 | 0.38689 | 0.10965 | 64.5161 | 0.10965 | 0.27725 | 0 | -74.08%
| 690 | 1.8902 | 1.4493 | 1.4493 | 999 | 0.38689 | 0.38119 | 999 | 999 | 999 | 0.069 | 6.7114 | 6.7114 | -1 | 0.10965 | 999 | 25 | 25 | -1 | 1.8902 | 0.38689 | 0.10965 | 65.4649 | 0.10965 | 0.27725 | 0 | -73.7%
| 700 | 1.9175 | 1.4286 | 1.4286 | 999 | 0.38689 | 0.38127 | 999 | 999 | 999 | 0.07 | 6.7114 | 6.7114 | -1 | 0.10965 | 999 | 25 | 25 | -1 | 1.9175 | 0.38689 | 0.10965 | 66.4137 | 0.10965 | 0.27725 | 0 | -73.31%
| 710 | 1.9449 | 1.4085 | 1.4085 | 999 | 0.38689 | 0.38135 | 999 | 999 | 999 | 0.071 | 6.7114 | 6.7114 | -1 | 0.10965 | 999 | 25 | 25 | -1 | 1.9449 | 0.38689 | 0.10965 | 67.3624 | 0.10965 | 0.27725 | 0 | -72.92%
| 720 | 1.9723 | 1.3889 | 1.3889 | 999 | 0.38689 | 0.38143 | 999 | 999 | 999 | 0.072 | 6.7114 | 6.7114 | -1 | 0.10965 | 999 | 25 | 25 | -1 | 1.9723 | 0.38689 | 0.10965 | 68.3112 | 0.10965 | 0.27725 | 0 | -72.54%
| 730 | 1.9997 | 1.3699 | 1.3699 | 999 | 0.38689 | 0.38151 | 999 | 999 | 999 | 0.073 | 6.7114 | 6.7114 | -1 | 0.10965 | 999 | 25 | 25 | -1 | 1.9997 | 0.38689 | 0.10965 | 69.26 | 0.10965 | 0.27725 | 0 | -72.15%
| 740 | 2.0271 | 1.3514 | 1.3514 | 999 | 0.3981 | 0.38173 | 999 | 999 | 999 | 0.074 | 6.7114 | 6.7114 | -1 | 0.10965 | 999 | 25 | 25 | -1 | 2.0271 | 0.3981 | 0.10965 | 70.2087 | 0.10965 | 0.28845 | 0 | -71.75%
| 750 | 2.0545 | 1.3333 | 1.3333 | 999 | 0.3981 | 0.38195 | 999 | 999 | 999 | 0.075 | 6.7114 | 6.7114 | -1 | 0.10965 | 999 | 25 | 25 | -1 | 2.0545 | 0.3981 | 0.10965 | 71.1575 | 0.10965 | 0.28845 | 0 | -71.35%
| 760 | 2.0819 | 1.3158 | 1.3158 | 999 | 0.3981 | 0.38216 | 999 | 999 | 999 | 0.076 | 6.7114 | 6.7114 | -1 | 0.10965 | 999 | 25 | 25 | -1 | 2.0819 | 0.3981 | 0.10965 | 72.1063 | 0.10965 | 0.28845 | 0 | -70.96%
| 770 | 2.1093 | 1.2987 | 1.2987 | 999 | 0.3981 | 0.38237 | 999 | 999 | 999 | 0.077 | 6.7114 | 6.7114 | -1 | 0.10965 | 999 | 25 | 25 | -1 | 2.1093 | 0.3981 | 0.10965 | 73.055 | 0.10965 | 0.28845 | 0 | -70.56%
| 780 | 2.1367 | 1.2821 | 1.2821 | 999 | 0.3981 | 0.38257 | 999 | 999 | 999 | 0.078 | 6.7114 | 6.7114 | -1 | 0.10965 | 999 | 25 | 25 | -1 | 2.1367 | 0.3981 | 0.10965 | 74.0038 | 0.10965 | 0.28845 | 0 | -70.16%
| 790 | 2.1641 | 1.2658 | 1.2658 | 999 | 0.3981 | 0.38277 | 999 | 999 | 999 | 0.079 | 6.7114 | 6.7114 | -1 | 0.10965 | 999 | 25 | 25 | -1 | 2.1641 | 0.3981 | 0.10965 | 74.9526 | 0.10965 | 0.28845 | 0 | -69.76%
| 800 | 2.1915 | 1.25 | 1.25 | 999 | 0.3981 | 0.38296 | 999 | 999 | 999 | 0.08 | 6.7114 | 6.7114 | -1 | 0.10965 | 999 | 25 | 25 | -1 | 2.1915 | 0.3981 | 0.10965 | 75.9013 | 0.10965 | 0.28845 | 0 | -69.36%
| 810 | 2.2189 | 1.2346 | 1.2346 | 999 | 0.3981 | 0.38314 | 999 | 999 | 999 | 0.081 | 6.7114 | 6.7114 | -1 | 0.10965 | 999 | 25 | 25 | -1 | 2.2189 | 0.3981 | 0.10965 | 76.8501 | 0.10965 | 0.28845 | 0 | -68.97%
| 820 | 2.2463 | 1.2195 | 1.2195 | 999 | 0.3981 | 0.38333 | 999 | 999 | 999 | 0.082 | 6.7114 | 6.7114 | -1 | 0.10965 | 999 | 25 | 25 | -1 | 2.2463 | 0.3981 | 0.10965 | 77.7989 | 0.10965 | 0.28845 | 0 | -68.57%
| 830 | 2.2737 | 1.2048 | 1.2048 | 999 | 0.3981 | 0.3835 | 999 | 999 | 999 | 0.083 | 6.7114 | 6.7114 | -1 | 0.10965 | 999 | 25 | 25 | -1 | 2.2737 | 0.3981 | 0.10965 | 78.7476 | 0.10965 | 0.28845 | 0 | -68.17%
| 840 | 2.3011 | 1.1905 | 1.1905 | 999 | 0.3981 | 0.38368 | 999 | 999 | 999 | 0.084 | 6.7114 | 6.7114 | -1 | 0.10965 | 999 | 25 | 25 | -1 | 2.3011 | 0.3981 | 0.10965 | 79.6964 | 0.10965 | 0.28845 | 0 | -67.77%
| 850 | 2.3284 | 1.1765 | 1.1765 | 999 | 0.3981 | 0.38385 | 999 | 999 | 999 | 0.085 | 6.7114 | 6.7114 | -1 | 0.10965 | 999 | 25 | 25 | -1 | 2.3284 | 0.3981 | 0.10965 | 80.6452 | 0.10965 | 0.28845 | 0 | -67.37%
| 860 | 2.3558 | 1.1628 | 1.1628 | 999 | 0.3981 | 0.38401 | 999 | 999 | 999 | 0.086 | 6.7114 | 6.7114 | -1 | 0.10965 | 999 | 25 | 25 | -1 | 2.3558 | 0.3981 | 0.10965 | 81.5939 | 0.10965 | 0.28845 | 0 | -66.97%
| 870 | 2.3832 | 1.1494 | 1.1494 | 999 | 0.3981 | 0.38418 | 999 | 999 | 999 | 0.087 | 6.7114 | 6.7114 | -1 | 0.10965 | 999 | 25 | 25 | -1 | 2.3832 | 0.3981 | 0.10965 | 82.5427 | 0.10965 | 0.28845 | 0 | -66.58%
| 880 | 2.4106 | 1.1364 | 1.1364 | 999 | 0.3981 | 0.38433 | 999 | 999 | 999 | 0.088 | 6.7114 | 6.7114 | -1 | 0.10965 | 999 | 25 | 25 | -1 | 2.4106 | 0.3981 | 0.10965 | 83.4915 | 0.10965 | 0.28845 | 0 | -66.18%
| 890 | 2.438 | 1.1236 | 1.1236 | 999 | 0.3981 | 0.38449 | 999 | 999 | 999 | 0.089 | 6.7114 | 6.7114 | -1 | 0.10965 | 999 | 25 | 25 | -1 | 2.438 | 0.3981 | 0.10965 | 84.4402 | 0.10965 | 0.28845 | 0 | -65.78%
| 900 | 2.4654 | 1.1111 | 1.1111 | 999 | 0.3981 | 0.38464 | 999 | 999 | 999 | 0.09 | 6.7114 | 6.7114 | -1 | 0.10965 | 999 | 25 | 25 | -1 | 2.4654 | 0.3981 | 0.10965 | 85.389 | 0.10965 | 0.28845 | 0 | -65.38%
| 910 | 2.4928 | 1.0989 | 1.0989 | 999 | 0.3981 | 0.38479 | 999 | 999 | 999 | 0.091 | 6.7114 | 6.7114 | -1 | 0.10965 | 999 | 25 | 25 | -1 | 2.4928 | 0.3981 | 0.10965 | 86.3378 | 0.10965 | 0.28845 | 0 | -64.98%
| 920 | 2.5202 | 1.087 | 1.087 | 999 | 0.3981 | 0.38493 | 999 | 999 | 999 | 0.092 | 6.7114 | 6.7114 | -1 | 0.10965 | 999 | 25 | 25 | -1 | 2.5202 | 0.3981 | 0.10965 | 87.2865 | 0.10965 | 0.28845 | 0 | -64.59%
| 930 | 2.5476 | 1.0753 | 1.0753 | 999 | 0.3981 | 0.38507 | 999 | 999 | 999 | 0.093 | 6.7114 | 6.7114 | -1 | 0.10965 | 999 | 25 | 25 | -1 | 2.5476 | 0.3981 | 0.10965 | 88.2353 | 0.10965 | 0.28845 | 0 | -64.19%
| 940 | 2.575 | 1.0638 | 1.0638 | 999 | 0.3981 | 0.38521 | 999 | 999 | 999 | 0.094 | 6.7114 | 6.7114 | -1 | 0.10965 | 999 | 25 | 25 | -1 | 2.575 | 0.3981 | 0.10965 | 89.1841 | 0.10965 | 0.28845 | 0 | -63.79%
| 950 | 2.6024 | 1.0526 | 1.0526 | 999 | 0.3981 | 0.38535 | 999 | 999 | 999 | 0.095 | 6.7114 | 6.7114 | -1 | 0.10965 | 999 | 25 | 25 | -1 | 2.6024 | 0.3981 | 0.10965 | 90.1328 | 0.10965 | 0.28845 | 0 | -63.39%
| 960 | 2.6298 | 1.0417 | 1.0417 | 999 | 0.3981 | 0.38548 | 999 | 999 | 999 | 0.096 | 6.7114 | 6.7114 | -1 | 0.10965 | 999 | 25 | 25 | -1 | 2.6298 | 0.3981 | 0.10965 | 91.0816 | 0.10965 | 0.28845 | 0 | -62.99%
| 970 | 2.6572 | 1.0309 | 1.0309 | 999 | 0.3981 | 0.38561 | 999 | 999 | 999 | 0.097 | 6.7114 | 6.7114 | -1 | 0.10965 | 999 | 25 | 25 | -1 | 2.6572 | 0.3981 | 0.10965 | 92.0304 | 0.10965 | 0.28845 | 0 | -62.6%
| 980 | 2.6846 | 1.0204 | 1.0204 | 999 | 0.3981 | 0.38574 | 999 | 999 | 999 | 0.098 | 6.7114 | 6.7114 | -1 | 0.10965 | 999 | 25 | 25 | -1 | 2.6846 | 0.3981 | 0.10965 | 92.9791 | 0.10965 | 0.28845 | 0 | -62.2%
| 990 | 2.712 | 1.0101 | 1.0101 | 999 | 0.3981 | 0.38586 | 999 | 999 | 999 | 0.099 | 6.7114 | 6.7114 | -1 | 0.10965 | 999 | 25 | 25 | -1 | 2.712 | 0.3981 | 0.10965 | 93.9279 | 0.10965 | 0.28845 | 0 | -61.8%
| 1000 | 2.7394 | 1 | 1 | 999 | 0.3981 | 0.38599 | 999 | 999 | 999 | 0.1 | 6.7114 | 6.7114 | -1 | 0.10965 | 999 | 25 | 25 | -1 | 2.7394 | 0.3981 | 0.10965 | 94.8767 | 0.10965 | 0.28845 | 0 | -61.4%
| 1010 | 2.7667 | 0.9901 | 0.9901 | 999 | 0.3981 | 0.38611 | 999 | 999 | 999 | 0.101 | 6.7114 | 6.7114 | -1 | 0.10965 | 999 | 25 | 25 | -1 | 2.7667 | 0.3981 | 0.10965 | 95.8254 | 0.10965 | 0.28845 | 0 | -61%
| 1020 | 2.7941 | 0.98039 | 0.98039 | 999 | 0.3981 | 0.38622 | 999 | 999 | 999 | 0.102 | 6.7114 | 6.7114 | -1 | 0.10965 | 999 | 25 | 25 | -1 | 2.7941 | 0.3981 | 0.10965 | 96.7742 | 0.10965 | 0.28845 | 0 | -60.61%
| 1030 | 2.8215 | 0.97087 | 0.97087 | 999 | 0.3981 | 0.38634 | 999 | 999 | 999 | 0.103 | 6.7114 | 6.7114 | -1 | 0.10965 | 999 | 25 | 25 | -1 | 2.8215 | 0.3981 | 0.10965 | 97.723 | 0.10965 | 0.28845 | 0 | -60.21%
| 1040 | 2.8489 | 0.96154 | 0.96154 | 999 | 0.3981 | 0.38645 | 999 | 999 | 999 | 0.104 | 6.7114 | 6.7114 | -1 | 0.10965 | 999 | 25 | 25 | -1 | 2.8489 | 0.3981 | 0.10965 | 98.6717 | 0.10965 | 0.28845 | 0 | -59.81%
| 1050 | 2.8763 | 0.95238 | 0.95238 | 999 | 0.3981 | 0.38656 | 999 | 999 | 999 | 0.105 | 6.7114 | 6.7114 | -1 | 0.10965 | 999 | 25 | 25 | -1 | 2.8763 | 0.3981 | 0.10965 | 99.6205 | 0.10965 | 0.28845 | 0 | -59.41%
| 1060 | 2.9037 | 0.9434 | 0.9434 | 999 | 0.3981 | 0.38667 | 999 | 999 | 999 | 0.106 | 6.7114 | 6.7114 | -1 | 0.10965 | 999 | 25 | 25 | -1 | 2.9037 | 0.3981 | 0.10965 | 100.5693 | 0.10965 | 0.28845 | 0 | -59.01%
| 1070 | 2.9311 | 0.93458 | 0.93458 | 999 | 0.3981 | 0.38678 | 999 | 999 | 999 | 0.107 | 6.7114 | 6.7114 | -1 | 0.10965 | 999 | 25 | 25 | -1 | 2.9311 | 0.3981 | 0.10965 | 101.518 | 0.10965 | 0.28845 | 0 | -58.61%
| 1080 | 2.9585 | 0.92593 | 0.92593 | 999 | 0.3981 | 0.38688 | 999 | 999 | 999 | 0.108 | 6.7114 | 6.7114 | -1 | 0.10965 | 999 | 25 | 25 | -1 | 2.9585 | 0.3981 | 0.10965 | 102.4668 | 0.10965 | 0.28845 | 0 | -58.22%
| 1090 | 2.9859 | 0.91743 | 0.91743 | 999 | 0.3981 | 0.38699 | 999 | 999 | 999 | 0.109 | 6.7114 | 6.7114 | -1 | 0.10965 | 999 | 25 | 25 | -1 | 2.9859 | 0.3981 | 0.10965 | 103.4156 | 0.10965 | 0.28845 | 0 | -57.82%
| 1100 | 3.0133 | 0.90909 | 0.90909 | 999 | 0.40958 | 0.38719 | 999 | 999 | 999 | 0.11 | 6.7114 | 6.7114 | -1 | 0.10965 | 999 | 25 | 25 | -1 | 3.0133 | 0.40958 | 0.10965 | 104.3643 | 0.10965 | 0.29993 | 0 | -57.41%
| 1110 | 3.0407 | 0.9009 | 0.9009 | 999 | 0.40958 | 0.38739 | 999 | 999 | 999 | 0.111 | 6.7114 | 6.7114 | -1 | 0.10965 | 999 | 25 | 25 | -1 | 3.0407 | 0.40958 | 0.10965 | 105.3131 | 0.10965 | 0.29993 | 0 | -57%
| 1120 | 3.0681 | 0.89286 | 0.89286 | 999 | 0.40958 | 0.38759 | 999 | 999 | 999 | 0.112 | 6.7114 | 6.7114 | -1 | 0.10965 | 999 | 25 | 25 | -1 | 3.0681 | 0.40958 | 0.10965 | 106.2619 | 0.10965 | 0.29993 | 0 | -56.59%
| 1130 | 3.0955 | 0.88496 | 0.88496 | 999 | 0.40958 | 0.38778 | 999 | 999 | 999 | 0.113 | 6.7114 | 6.7114 | -1 | 0.10965 | 999 | 25 | 25 | -1 | 3.0955 | 0.40958 | 0.10965 | 107.2106 | 0.10965 | 0.29993 | 0 | -56.18%
| 1140 | 3.1229 | 0.87719 | 0.87719 | 999 | 0.40958 | 0.38798 | 999 | 999 | 999 | 0.114 | 6.7114 | 6.7114 | -1 | 0.10965 | 999 | 25 | 25 | -1 | 3.1229 | 0.40958 | 0.10965 | 108.1594 | 0.10965 | 0.29993 | 0 | -55.77%
| 1150 | 3.1503 | 0.86957 | 0.86957 | 999 | 0.40958 | 0.38816 | 999 | 999 | 999 | 0.115 | 6.7114 | 6.7114 | -1 | 0.10965 | 999 | 25 | 25 | -1 | 3.1503 | 0.40958 | 0.10965 | 109.1082 | 0.10965 | 0.29993 | 0 | -55.36%
| 1160 | 3.1776 | 0.86207 | 0.86207 | 999 | 0.40958 | 0.38835 | 999 | 999 | 999 | 0.116 | 6.7114 | 6.7114 | -1 | 0.10965 | 999 | 25 | 25 | -1 | 3.1776 | 0.40958 | 0.10965 | 110.0569 | 0.10965 | 0.29993 | 0 | -54.95%
| 1170 | 3.205 | 0.8547 | 0.8547 | 999 | 0.40958 | 0.38853 | 999 | 999 | 999 | 0.117 | 6.7114 | 6.7114 | -1 | 0.10965 | 999 | 25 | 25 | -1 | 3.205 | 0.40958 | 0.10965 | 111.0057 | 0.10965 | 0.29993 | 0 | -54.54%
| 1180 | 3.2324 | 0.84746 | 0.84746 | 999 | 0.40958 | 0.38871 | 999 | 999 | 999 | 0.118 | 6.7114 | 6.7114 | -1 | 0.10965 | 999 | 25 | 25 | -1 | 3.2324 | 0.40958 | 0.10965 | 111.9545 | 0.10965 | 0.29993 | 0 | -54.13%
| 1190 | 3.2598 | 0.84034 | 0.84034 | 999 | 0.40958 | 0.38888 | 999 | 999 | 999 | 0.119 | 6.7114 | 6.7114 | -1 | 0.10965 | 999 | 25 | 25 | -1 | 3.2598 | 0.40958 | 0.10965 | 112.9032 | 0.10965 | 0.29993 | 0 | -53.72%
| 1200 | 3.2872 | 0.83333 | 0.83333 | 999 | 0.40958 | 0.38906 | 999 | 999 | 999 | 0.12 | 6.7114 | 6.7114 | -1 | 0.10965 | 999 | 25 | 25 | -1 | 3.2872 | 0.40958 | 0.10965 | 113.852 | 0.10965 | 0.29993 | 0 | -53.31%
| 1210 | 3.3146 | 0.82645 | 0.82645 | 999 | 0.40958 | 0.38923 | 999 | 999 | 999 | 0.121 | 6.7114 | 6.7114 | -1 | 0.10965 | 999 | 25 | 25 | -1 | 3.3146 | 0.40958 | 0.10965 | 114.8008 | 0.10965 | 0.29993 | 0 | -52.9%
| 1220 | 3.342 | 0.81967 | 0.81967 | 999 | 0.40958 | 0.38939 | 999 | 999 | 999 | 0.122 | 6.7114 | 6.7114 | -1 | 0.10965 | 999 | 25 | 25 | -1 | 3.342 | 0.40958 | 0.10965 | 115.7495 | 0.10965 | 0.29993 | 0 | -52.49%
| 1230 | 3.3694 | 0.81301 | 0.81301 | 999 | 0.40958 | 0.38956 | 999 | 999 | 999 | 0.123 | 6.7114 | 6.7114 | -1 | 0.10965 | 999 | 25 | 25 | -1 | 3.3694 | 0.40958 | 0.10965 | 116.6983 | 0.10965 | 0.29993 | 0 | -52.08%
| 1240 | 3.3968 | 0.80645 | 0.80645 | 999 | 0.40958 | 0.38972 | 999 | 999 | 999 | 0.124 | 6.7114 | 6.7114 | -1 | 0.10965 | 999 | 25 | 25 | -1 | 3.3968 | 0.40958 | 0.10965 | 117.6471 | 0.10965 | 0.29993 | 0 | -51.67%
| 1250 | 3.4242 | 0.8 | 0.8 | 999 | 0.40958 | 0.38988 | 999 | 999 | 999 | 0.125 | 6.7114 | 6.7114 | -1 | 0.10965 | 999 | 25 | 25 | -1 | 3.4242 | 0.40958 | 0.10965 | 118.5958 | 0.10965 | 0.29993 | 0 | -51.27%
| 1260 | 3.4516 | 0.79365 | 0.79365 | 999 | 0.40958 | 0.39003 | 999 | 999 | 999 | 0.126 | 6.7114 | 6.7114 | -1 | 0.10965 | 999 | 25 | 25 | -1 | 3.4516 | 0.40958 | 0.10965 | 119.5446 | 0.10965 | 0.29993 | 0 | -50.86%
| 1270 | 3.479 | 0.7874 | 0.7874 | 999 | 0.40958 | 0.39019 | 999 | 999 | 999 | 0.127 | 6.7114 | 6.7114 | -1 | 0.10965 | 999 | 25 | 25 | -1 | 3.479 | 0.40958 | 0.10965 | 120.4934 | 0.10965 | 0.29993 | 0 | -50.45%
| 1280 | 3.5064 | 0.78125 | 0.78125 | 999 | 0.40958 | 0.39034 | 999 | 999 | 999 | 0.128 | 6.7114 | 6.7114 | -1 | 0.10965 | 999 | 25 | 25 | -1 | 3.5064 | 0.40958 | 0.10965 | 121.4421 | 0.10965 | 0.29993 | 0 | -50.04%
| 1290 | 3.5338 | 0.77519 | 0.77519 | 999 | 0.40958 | 0.39049 | 999 | 999 | 999 | 0.129 | 6.7114 | 6.7114 | -1 | 0.10965 | 999 | 25 | 25 | -1 | 3.5338 | 0.40958 | 0.10965 | 122.3909 | 0.10965 | 0.29993 | 0 | -49.63%
| 1300 | 3.5612 | 0.76923 | 0.76923 | 999 | 0.40958 | 0.39063 | 999 | 999 | 999 | 0.13 | 6.7114 | 6.7114 | -1 | 0.10965 | 999 | 25 | 25 | -1 | 3.5612 | 0.40958 | 0.10965 | 123.3397 | 0.10965 | 0.29993 | 0 | -49.22%
| 1310 | 3.5885 | 0.76336 | 0.76336 | 999 | 0.40958 | 0.39078 | 999 | 999 | 999 | 0.131 | 6.7114 | 6.7114 | -1 | 0.10965 | 999 | 25 | 25 | -1 | 3.5885 | 0.40958 | 0.10965 | 124.2884 | 0.10965 | 0.29993 | 0 | -48.81%
| 1320 | 3.6159 | 0.75758 | 0.75758 | 999 | 0.40958 | 0.39092 | 999 | 999 | 999 | 0.132 | 6.7114 | 6.7114 | -1 | 0.10965 | 999 | 25 | 25 | -1 | 3.6159 | 0.40958 | 0.10965 | 125.2372 | 0.10965 | 0.29993 | 0 | -48.4%
| 1330 | 3.6433 | 0.75188 | 0.75188 | 999 | 0.40958 | 0.39106 | 999 | 999 | 999 | 0.133 | 6.7114 | 6.7114 | -1 | 0.10965 | 999 | 25 | 25 | -1 | 3.6433 | 0.40958 | 0.10965 | 126.186 | 0.10965 | 0.29993 | 0 | -47.99%
| 1340 | 3.6707 | 0.74627 | 0.74627 | 999 | 0.40958 | 0.3912 | 999 | 999 | 999 | 0.134 | 6.7114 | 6.7114 | -1 | 0.10965 | 999 | 25 | 25 | -1 | 3.6707 | 0.40958 | 0.10965 | 127.1347 | 0.10965 | 0.29993 | 0 | -47.58%
| 1350 | 3.6981 | 0.74074 | 0.74074 | 999 | 0.40958 | 0.39134 | 999 | 999 | 999 | 0.135 | 6.7114 | 6.7114 | -1 | 0.10965 | 999 | 25 | 25 | -1 | 3.6981 | 0.40958 | 0.10965 | 128.0835 | 0.10965 | 0.29993 | 0 | -47.17%
| 1360 | 3.7255 | 0.73529 | 0.73529 | 999 | 0.40958 | 0.39147 | 999 | 999 | 999 | 0.136 | 6.7114 | 6.7114 | -1 | 0.10965 | 999 | 25 | 25 | -1 | 3.7255 | 0.40958 | 0.10965 | 129.0323 | 0.10965 | 0.29993 | 0 | -46.76%
| 1370 | 3.7529 | 0.72993 | 0.72993 | 999 | 0.40958 | 0.3916 | 999 | 999 | 999 | 0.137 | 6.7114 | 6.7114 | -1 | 0.10965 | 999 | 25 | 25 | -1 | 3.7529 | 0.40958 | 0.10965 | 129.981 | 0.10965 | 0.29993 | 0 | -46.35%
| 1380 | 3.7803 | 0.72464 | 0.72464 | 999 | 0.40958 | 0.39173 | 999 | 999 | 999 | 0.138 | 6.7114 | 6.7114 | -1 | 0.10965 | 999 | 25 | 25 | -1 | 3.7803 | 0.40958 | 0.10965 | 130.9298 | 0.10965 | 0.29993 | 0 | -45.94%
| 1390 | 3.8077 | 0.71942 | 0.71942 | 999 | 0.40958 | 0.39186 | 999 | 999 | 999 | 0.139 | 6.7114 | 6.7114 | -1 | 0.10965 | 999 | 25 | 25 | -1 | 3.8077 | 0.40958 | 0.10965 | 131.8786 | 0.10965 | 0.29993 | 0 | -45.53%
| 1400 | 3.8351 | 0.71429 | 0.71429 | 999 | 0.40958 | 0.39199 | 999 | 999 | 999 | 0.14 | 6.7114 | 6.7114 | -1 | 0.10965 | 999 | 25 | 25 | -1 | 3.8351 | 0.40958 | 0.10965 | 132.8273 | 0.10965 | 0.29993 | 0 | -45.12%
| 1410 | 3.8625 | 0.70922 | 0.70922 | 999 | 0.40958 | 0.39211 | 999 | 999 | 999 | 0.141 | 6.7114 | 6.7114 | -1 | 0.10965 | 999 | 25 | 25 | -1 | 3.8625 | 0.40958 | 0.10965 | 133.7761 | 0.10965 | 0.29993 | 0 | -44.71%
| 1420 | 3.8899 | 0.70423 | 0.70423 | 999 | 0.40958 | 0.39224 | 999 | 999 | 999 | 0.142 | 6.7114 | 6.7114 | -1 | 0.10965 | 999 | 25 | 25 | -1 | 3.8899 | 0.40958 | 0.10965 | 134.7249 | 0.10965 | 0.29993 | 0 | -44.3%
| 1430 | 3.9173 | 0.6993 | 0.6993 | 999 | 0.40958 | 0.39236 | 999 | 999 | 999 | 0.143 | 6.7114 | 6.7114 | -1 | 0.10965 | 999 | 25 | 25 | -1 | 3.9173 | 0.40958 | 0.10965 | 135.6736 | 0.10965 | 0.29993 | 0 | -43.89%
| 1440 | 3.9447 | 0.69444 | 0.69444 | 999 | 0.40958 | 0.39248 | 999 | 999 | 999 | 0.144 | 6.7114 | 6.7114 | -1 | 0.10965 | 999 | 25 | 25 | -1 | 3.9447 | 0.40958 | 0.10965 | 136.6224 | 0.10965 | 0.29993 | 0 | -43.48%
| 1450 | 3.9721 | 0.68966 | 0.68966 | 999 | 0.40958 | 0.39259 | 999 | 999 | 999 | 0.145 | 6.7114 | 6.7114 | -1 | 0.10965 | 999 | 25 | 25 | -1 | 3.9721 | 0.40958 | 0.10965 | 137.5712 | 0.10965 | 0.29993 | 0 | -43.07%
| 1460 | 3.9995 | 0.68493 | 0.68493 | 999 | 0.40958 | 0.39271 | 999 | 999 | 999 | 0.146 | 6.7114 | 6.7114 | -1 | 0.10965 | 999 | 25 | 25 | -1 | 3.9995 | 0.40958 | 0.10965 | 138.5199 | 0.10965 | 0.29993 | 0 | -42.66%
| 1470 | 4.0268 | 0.68027 | 0.68027 | 999 | 0.42135 | 0.39291 | 999 | 999 | 999 | 0.147 | 6.7114 | 6.7114 | -1 | 0.10965 | 999 | 25 | 25 | -1 | 4.0268 | 0.42135 | 0.10965 | 139.4687 | 0.10965 | 0.3117 | 0 | -42.24%
| 1480 | 4.0542 | 0.67568 | 0.67568 | 999 | 0.42135 | 0.3931 | 999 | 999 | 999 | 0.148 | 6.7114 | 6.7114 | -1 | 0.10965 | 999 | 25 | 25 | -1 | 4.0542 | 0.42135 | 0.10965 | 140.4175 | 0.10965 | 0.3117 | 0 | -41.82%
| 1490 | 4.0816 | 0.67114 | 0.67114 | 999 | 0.42135 | 0.39329 | 999 | 999 | 999 | 0.149 | 6.7114 | 6.7114 | -1 | 0.10965 | 999 | 25 | 25 | -1 | 4.0816 | 0.42135 | 0.10965 | 141.3662 | 0.10965 | 0.3117 | 0 | -41.4%
| 1500 | 4.109 | 0.66667 | 0.66667 | 999 | 0.42135 | 0.39347 | 999 | 999 | 999 | 0.15 | 6.7114 | 6.7114 | -1 | 0.10965 | 999 | 25 | 25 | -1 | 4.109 | 0.42135 | 0.10965 | 142.315 | 0.10965 | 0.3117 | 0 | -40.98%
| 1510 | 4.1364 | 0.66225 | 0.66225 | 999 | 0.42135 | 0.39366 | 999 | 999 | 999 | 0.151 | 6.7114 | 6.7114 | -1 | 0.10965 | 999 | 25 | 25 | -1 | 4.1364 | 0.42135 | 0.10965 | 143.2638 | 0.10965 | 0.3117 | 0 | -40.56%
| 1520 | 4.1638 | 0.65789 | 0.65789 | 999 | 0.42135 | 0.39384 | 999 | 999 | 999 | 0.152 | 6.7114 | 6.7114 | -1 | 0.10965 | 999 | 25 | 25 | -1 | 4.1638 | 0.42135 | 0.10965 | 144.2125 | 0.10965 | 0.3117 | 0 | -40.14%
| 1530 | 4.1912 | 0.65359 | 0.65359 | 999 | 0.42135 | 0.39402 | 999 | 999 | 999 | 0.153 | 6.7114 | 6.7114 | -1 | 0.10965 | 999 | 25 | 25 | -1 | 4.1912 | 0.42135 | 0.10965 | 145.1613 | 0.10965 | 0.3117 | 0 | -39.71%
| 1540 | 4.2186 | 0.64935 | 0.64935 | 999 | 0.42135 | 0.3942 | 999 | 999 | 999 | 0.154 | 6.7114 | 6.7114 | -1 | 0.10965 | 999 | 25 | 25 | -1 | 4.2186 | 0.42135 | 0.10965 | 146.1101 | 0.10965 | 0.3117 | 0 | -39.29%
| 1550 | 4.246 | 0.64516 | 0.64516 | 999 | 0.42135 | 0.39437 | 999 | 999 | 999 | 0.155 | 6.7114 | 6.7114 | -1 | 0.10965 | 999 | 25 | 25 | -1 | 4.246 | 0.42135 | 0.10965 | 147.0588 | 0.10965 | 0.3117 | 0 | -38.87%
| 1560 | 4.2734 | 0.64103 | 0.64103 | 999 | 0.42135 | 0.39455 | 999 | 999 | 999 | 0.156 | 6.7114 | 6.7114 | -1 | 0.10965 | 999 | 25 | 25 | -1 | 4.2734 | 0.42135 | 0.10965 | 148.0076 | 0.10965 | 0.3117 | 0 | -38.45%
| 1570 | 4.3008 | 0.63694 | 0.63694 | 999 | 0.42135 | 0.39472 | 999 | 999 | 999 | 0.157 | 6.7114 | 6.7114 | -1 | 0.10965 | 999 | 25 | 25 | -1 | 4.3008 | 0.42135 | 0.10965 | 148.9564 | 0.10965 | 0.3117 | 0 | -38.03%
| 1580 | 4.3282 | 0.63291 | 0.63291 | 999 | 0.42135 | 0.39489 | 999 | 999 | 999 | 0.158 | 6.7114 | 6.7114 | -1 | 0.10965 | 999 | 25 | 25 | -1 | 4.3282 | 0.42135 | 0.10965 | 149.9051 | 0.10965 | 0.3117 | 0 | -37.61%
| 1590 | 4.3556 | 0.62893 | 0.62893 | 999 | 0.42135 | 0.39505 | 999 | 999 | 999 | 0.159 | 6.7114 | 6.7114 | -1 | 0.10965 | 999 | 25 | 25 | -1 | 4.3556 | 0.42135 | 0.10965 | 150.8539 | 0.10965 | 0.3117 | 0 | -37.19%
| 1600 | 4.383 | 0.625 | 0.625 | 999 | 0.42135 | 0.39522 | 999 | 999 | 999 | 0.16 | 6.7114 | 6.7114 | -1 | 0.10965 | 999 | 25 | 25 | -1 | 4.383 | 0.42135 | 0.10965 | 151.8027 | 0.10965 | 0.3117 | 0 | -36.77%
| 1610 | 4.4104 | 0.62112 | 0.62112 | 999 | 0.42135 | 0.39538 | 999 | 999 | 999 | 0.161 | 6.7114 | 6.7114 | -1 | 0.10965 | 999 | 25 | 25 | -1 | 4.4104 | 0.42135 | 0.10965 | 152.7514 | 0.10965 | 0.3117 | 0 | -36.34%
| 1620 | 4.4377 | 0.61728 | 0.61728 | 999 | 0.42135 | 0.39554 | 999 | 999 | 999 | 0.162 | 6.7114 | 6.7114 | -1 | 0.10965 | 999 | 25 | 25 | -1 | 4.4377 | 0.42135 | 0.10965 | 153.7002 | 0.10965 | 0.3117 | 0 | -35.92%
| 1630 | 4.4651 | 0.6135 | 0.6135 | 999 | 0.42135 | 0.3957 | 999 | 999 | 999 | 0.163 | 6.7114 | 6.7114 | -1 | 0.10965 | 999 | 25 | 25 | -1 | 4.4651 | 0.42135 | 0.10965 | 154.649 | 0.10965 | 0.3117 | 0 | -35.5%
| 1640 | 4.4925 | 0.60976 | 0.60976 | 999 | 0.42135 | 0.39585 | 999 | 999 | 999 | 0.164 | 6.7114 | 6.7114 | -1 | 0.10965 | 999 | 25 | 25 | -1 | 4.4925 | 0.42135 | 0.10965 | 155.5977 | 0.10965 | 0.3117 | 0 | -35.08%
| 1650 | 4.5199 | 0.60606 | 0.60606 | 999 | 0.42135 | 0.39601 | 999 | 999 | 999 | 0.165 | 6.7114 | 6.7114 | -1 | 0.10965 | 999 | 25 | 25 | -1 | 4.5199 | 0.42135 | 0.10965 | 156.5465 | 0.10965 | 0.3117 | 0 | -34.66%
| 1660 | 4.5473 | 0.60241 | 0.60241 | 999 | 0.42135 | 0.39616 | 999 | 999 | 999 | 0.166 | 6.7114 | 6.7114 | -1 | 0.10965 | 999 | 25 | 25 | -1 | 4.5473 | 0.42135 | 0.10965 | 157.4953 | 0.10965 | 0.3117 | 0 | -34.24%
| 1670 | 4.5747 | 0.5988 | 0.5988 | 999 | 0.42135 | 0.39631 | 999 | 999 | 999 | 0.167 | 6.7114 | 6.7114 | -1 | 0.10965 | 999 | 25 | 25 | -1 | 4.5747 | 0.42135 | 0.10965 | 158.444 | 0.10965 | 0.3117 | 0 | -33.82%
| 1680 | 4.6021 | 0.59524 | 0.59524 | 999 | 0.42135 | 0.39646 | 999 | 999 | 999 | 0.168 | 6.7114 | 6.7114 | -1 | 0.10965 | 999 | 25 | 25 | -1 | 4.6021 | 0.42135 | 0.10965 | 159.3928 | 0.10965 | 0.3117 | 0 | -33.39%
| 1690 | 4.6295 | 0.59172 | 0.59172 | 999 | 0.42135 | 0.39661 | 999 | 999 | 999 | 0.169 | 6.7114 | 6.7114 | -1 | 0.10965 | 999 | 25 | 25 | -1 | 4.6295 | 0.42135 | 0.10965 | 160.3416 | 0.10965 | 0.3117 | 0 | -32.97%
| 1700 | 4.6569 | 0.58824 | 0.58824 | 999 | 0.42135 | 0.39675 | 999 | 999 | 999 | 0.17 | 6.7114 | 6.7114 | -1 | 0.10965 | 999 | 25 | 25 | -1 | 4.6569 | 0.42135 | 0.10965 | 161.2903 | 0.10965 | 0.3117 | 0 | -32.55%
| 1710 | 4.6843 | 0.5848 | 0.5848 | 999 | 0.42135 | 0.3969 | 999 | 999 | 999 | 0.171 | 6.7114 | 6.7114 | -1 | 0.10965 | 999 | 25 | 25 | -1 | 4.6843 | 0.42135 | 0.10965 | 162.2391 | 0.10965 | 0.3117 | 0 | -32.13%
| 1720 | 4.7117 | 0.5814 | 0.5814 | 999 | 0.42135 | 0.39704 | 999 | 999 | 999 | 0.172 | 6.7114 | 6.7114 | -1 | 0.10965 | 999 | 25 | 25 | -1 | 4.7117 | 0.42135 | 0.10965 | 163.1879 | 0.10965 | 0.3117 | 0 | -31.71%
| 1730 | 4.7391 | 0.57803 | 0.57803 | 999 | 0.42135 | 0.39718 | 999 | 999 | 999 | 0.173 | 6.7114 | 6.7114 | -1 | 0.10965 | 999 | 25 | 25 | -1 | 4.7391 | 0.42135 | 0.10965 | 164.1366 | 0.10965 | 0.3117 | 0 | -31.29%
| 1740 | 4.7665 | 0.57471 | 0.57471 | 999 | 0.42135 | 0.39732 | 999 | 999 | 999 | 0.174 | 6.7114 | 6.7114 | -1 | 0.10965 | 999 | 25 | 25 | -1 | 4.7665 | 0.42135 | 0.10965 | 165.0854 | 0.10965 | 0.3117 | 0 | -30.87%
| 1750 | 4.7939 | 0.57143 | 0.57143 | 999 | 0.42135 | 0.39746 | 999 | 999 | 999 | 0.175 | 6.7114 | 6.7114 | -1 | 0.10965 | 999 | 25 | 25 | -1 | 4.7939 | 0.42135 | 0.10965 | 166.0342 | 0.10965 | 0.3117 | 0 | -30.45%
| 1760 | 4.8213 | 0.56818 | 0.56818 | 999 | 0.42135 | 0.39759 | 999 | 999 | 999 | 0.176 | 6.7114 | 6.7114 | -1 | 0.10965 | 999 | 25 | 25 | -1 | 4.8213 | 0.42135 | 0.10965 | 166.9829 | 0.10965 | 0.3117 | 0 | -30.02%
| 1770 | 4.8487 | 0.56497 | 0.56497 | 999 | 0.42135 | 0.39773 | 999 | 999 | 999 | 0.177 | 6.7114 | 6.7114 | -1 | 0.10965 | 999 | 25 | 25 | -1 | 4.8487 | 0.42135 | 0.10965 | 167.9317 | 0.10965 | 0.3117 | 0 | -29.6%
| 1780 | 4.876 | 0.5618 | 0.5618 | 999 | 0.42135 | 0.39786 | 999 | 999 | 999 | 0.178 | 6.7114 | 6.7114 | -1 | 0.10965 | 999 | 25 | 25 | -1 | 4.876 | 0.42135 | 0.10965 | 168.8805 | 0.10965 | 0.3117 | 0 | -29.18%
| 1790 | 4.9034 | 0.55866 | 0.55866 | 999 | 0.42135 | 0.39799 | 999 | 999 | 999 | 0.179 | 6.7114 | 6.7114 | -1 | 0.10965 | 999 | 25 | 25 | -1 | 4.9034 | 0.42135 | 0.10965 | 169.8292 | 0.10965 | 0.3117 | 0 | -28.76%
| 1800 | 4.9308 | 0.55556 | 0.55556 | 999 | 0.42135 | 0.39812 | 999 | 999 | 999 | 0.18 | 6.7114 | 6.7114 | -1 | 0.10965 | 999 | 25 | 25 | -1 | 4.9308 | 0.42135 | 0.10965 | 170.778 | 0.10965 | 0.3117 | 0 | -28.34%
| 1810 | 4.9582 | 0.55249 | 0.55249 | 999 | 0.42135 | 0.39825 | 999 | 999 | 999 | 0.181 | 6.7114 | 6.7114 | -1 | 0.10965 | 999 | 25 | 25 | -1 | 4.9582 | 0.42135 | 0.10965 | 171.7268 | 0.10965 | 0.3117 | 0 | -27.92%
| 1820 | 4.9856 | 0.54945 | 0.54945 | 999 | 0.42135 | 0.39838 | 999 | 999 | 999 | 0.182 | 6.7114 | 6.7114 | -1 | 0.10965 | 999 | 25 | 25 | -1 | 4.9856 | 0.42135 | 0.10965 | 172.6755 | 0.10965 | 0.3117 | 0 | -27.5%
| 1830 | 5.013 | 0.54645 | 0.54645 | 999 | 0.43341 | 0.39857 | 999 | 999 | 999 | 0.183 | 6.7114 | 6.7114 | -1 | 0.10965 | 999 | 25 | 25 | -1 | 5.013 | 0.43341 | 0.10965 | 173.6243 | 0.10965 | 0.32376 | 0 | -27.06%
| 1840 | 5.0404 | 0.54348 | 0.54348 | 999 | 0.43341 | 0.39876 | 999 | 999 | 999 | 0.184 | 6.7114 | 6.7114 | -1 | 0.10965 | 999 | 25 | 25 | -1 | 5.0404 | 0.43341 | 0.10965 | 174.5731 | 0.10965 | 0.32376 | 0 | -26.63%
| 1850 | 5.0678 | 0.54054 | 0.54054 | 999 | 0.43341 | 0.39894 | 999 | 999 | 999 | 0.185 | 6.7114 | 6.7114 | -1 | 0.10965 | 999 | 25 | 25 | -1 | 5.0678 | 0.43341 | 0.10965 | 175.5218 | 0.10965 | 0.32376 | 0 | -26.2%
| 1860 | 5.0952 | 0.53763 | 0.53763 | 999 | 0.43341 | 0.39913 | 999 | 999 | 999 | 0.186 | 6.7114 | 6.7114 | -1 | 0.10965 | 999 | 25 | 25 | -1 | 5.0952 | 0.43341 | 0.10965 | 176.4706 | 0.10965 | 0.32376 | 0 | -25.76%
| 1870 | 5.1226 | 0.53476 | 0.53476 | 999 | 0.43341 | 0.39931 | 999 | 999 | 999 | 0.187 | 6.7114 | 6.7114 | -1 | 0.10965 | 999 | 25 | 25 | -1 | 5.1226 | 0.43341 | 0.10965 | 177.4194 | 0.10965 | 0.32376 | 0 | -25.33%
| 1880 | 5.15 | 0.53191 | 0.53191 | 999 | 0.43341 | 0.39949 | 999 | 999 | 999 | 0.188 | 6.7114 | 6.7114 | -1 | 0.10965 | 999 | 25 | 25 | -1 | 5.15 | 0.43341 | 0.10965 | 178.3681 | 0.10965 | 0.32376 | 0 | -24.9%
| 1890 | 5.1774 | 0.5291 | 0.5291 | 999 | 0.43341 | 0.39967 | 999 | 999 | 999 | 0.189 | 6.7114 | 6.7114 | -1 | 0.10965 | 999 | 25 | 25 | -1 | 5.1774 | 0.43341 | 0.10965 | 179.3169 | 0.10965 | 0.32376 | 0 | -24.46%
| 1900 | 5.2048 | 0.52632 | 0.52632 | 999 | 0.43341 | 0.39985 | 999 | 999 | 999 | 0.19 | 6.7114 | 6.7114 | -1 | 0.10965 | 999 | 25 | 25 | -1 | 5.2048 | 0.43341 | 0.10965 | 180.2657 | 0.10965 | 0.32376 | 0 | -24.03%
| 1910 | 5.2322 | 0.52356 | 0.52356 | 999 | 0.43341 | 0.40003 | 999 | 999 | 999 | 0.191 | 6.7114 | 6.7114 | -1 | 0.10965 | 999 | 25 | 25 | -1 | 5.2322 | 0.43341 | 0.10965 | 181.2144 | 0.10965 | 0.32376 | 0 | -23.6%
| 1920 | 5.2596 | 0.52083 | 0.52083 | 999 | 0.43341 | 0.4002 | 999 | 999 | 999 | 0.192 | 6.7114 | 6.7114 | -1 | 0.10965 | 999 | 25 | 25 | -1 | 5.2596 | 0.43341 | 0.10965 | 182.1632 | 0.10965 | 0.32376 | 0 | -23.16%
| 1930 | 5.2869 | 0.51813 | 0.51813 | 999 | 0.43341 | 0.40037 | 999 | 999 | 999 | 0.193 | 6.7114 | 6.7114 | -1 | 0.10965 | 999 | 25 | 25 | -1 | 5.2869 | 0.43341 | 0.10965 | 183.112 | 0.10965 | 0.32376 | 0 | -22.73%
| 1940 | 5.3143 | 0.51546 | 0.51546 | 999 | 0.43341 | 0.40054 | 999 | 999 | 999 | 0.194 | 6.7114 | 6.7114 | -1 | 0.10965 | 999 | 25 | 25 | -1 | 5.3143 | 0.43341 | 0.10965 | 184.0607 | 0.10965 | 0.32376 | 0 | -22.29%
| 1950 | 5.3417 | 0.51282 | 0.51282 | 999 | 0.43341 | 0.40071 | 999 | 999 | 999 | 0.195 | 6.7114 | 6.7114 | -1 | 0.10965 | 999 | 25 | 25 | -1 | 5.3417 | 0.43341 | 0.10965 | 185.0095 | 0.10965 | 0.32376 | 0 | -21.86%
| 1960 | 5.3691 | 0.5102 | 0.5102 | 999 | 0.43341 | 0.40088 | 999 | 999 | 999 | 0.196 | 6.7114 | 6.7114 | -1 | 0.10965 | 999 | 25 | 25 | -1 | 5.3691 | 0.43341 | 0.10965 | 185.9583 | 0.10965 | 0.32376 | 0 | -21.43%
| 1970 | 5.3965 | 0.50761 | 0.50761 | 999 | 0.43341 | 0.40104 | 999 | 999 | 999 | 0.197 | 6.7114 | 6.7114 | -1 | 0.10965 | 999 | 25 | 25 | -1 | 5.3965 | 0.43341 | 0.10965 | 186.907 | 0.10965 | 0.32376 | 0 | -20.99%
| 1980 | 5.4239 | 0.50505 | 0.50505 | 999 | 0.43341 | 0.40121 | 999 | 999 | 999 | 0.198 | 6.7114 | 6.7114 | -1 | 0.10965 | 999 | 25 | 25 | -1 | 5.4239 | 0.43341 | 0.10965 | 187.8558 | 0.10965 | 0.32376 | 0 | -20.56%
| 1990 | 5.4513 | 0.50251 | 0.50251 | 999 | 0.43341 | 0.40137 | 999 | 999 | 999 | 0.199 | 6.7114 | 6.7114 | -1 | 0.10965 | 999 | 25 | 25 | -1 | 5.4513 | 0.43341 | 0.10965 | 188.8046 | 0.10965 | 0.32376 | 0 | -20.13%
| 2000 | 5.4787 | 0.5 | 0.5 | 999 | 0.43341 | 0.40153 | 999 | 999 | 999 | 0.2 | 6.7114 | 6.7114 | -1 | 0.10965 | 999 | 25 | 25 | -1 | 5.4787 | 0.43341 | 0.10965 | 189.7533 | 0.10965 | 0.32376 | 0 | -19.69%
| 2010 | 5.5061 | 0.49751 | 0.49751 | 999 | 0.43341 | 0.40169 | 999 | 999 | 999 | 0.201 | 6.7114 | 6.7114 | -1 | 0.10965 | 999 | 25 | 25 | -1 | 5.5061 | 0.43341 | 0.10965 | 190.7021 | 0.10965 | 0.32376 | 0 | -19.26%
| 2020 | 5.5335 | 0.49505 | 0.49505 | 999 | 0.43341 | 0.40184 | 999 | 999 | 999 | 0.202 | 6.7114 | 6.7114 | -1 | 0.10965 | 999 | 25 | 25 | -1 | 5.5335 | 0.43341 | 0.10965 | 191.6509 | 0.10965 | 0.32376 | 0 | -18.83%
| 2030 | 5.5609 | 0.49261 | 0.49261 | 999 | 0.43341 | 0.402 | 999 | 999 | 999 | 0.203 | 6.7114 | 6.7114 | -1 | 0.10965 | 999 | 25 | 25 | -1 | 5.5609 | 0.43341 | 0.10965 | 192.5996 | 0.10965 | 0.32376 | 0 | -18.39%
| 2040 | 5.5883 | 0.4902 | 0.4902 | 999 | 0.43341 | 0.40215 | 999 | 999 | 999 | 0.204 | 6.7114 | 6.7114 | -1 | 0.10965 | 999 | 25 | 25 | -1 | 5.5883 | 0.43341 | 0.10965 | 193.5484 | 0.10965 | 0.32376 | 0 | -17.96%
| 2050 | 5.6157 | 0.4878 | 0.4878 | 999 | 0.43341 | 0.40231 | 999 | 999 | 999 | 0.205 | 6.7114 | 6.7114 | -1 | 0.10965 | 999 | 25 | 25 | -1 | 5.6157 | 0.43341 | 0.10965 | 194.4972 | 0.10965 | 0.32376 | 0 | -17.53%
| 2060 | 5.6431 | 0.48544 | 0.48544 | 999 | 0.43341 | 0.40246 | 999 | 999 | 999 | 0.206 | 6.7114 | 6.7114 | -1 | 0.10965 | 999 | 25 | 25 | -1 | 5.6431 | 0.43341 | 0.10965 | 195.4459 | 0.10965 | 0.32376 | 0 | -17.09%
| 2070 | 5.6705 | 0.48309 | 0.48309 | 999 | 0.43341 | 0.40261 | 999 | 999 | 999 | 0.207 | 6.7114 | 6.7114 | -1 | 0.10965 | 999 | 25 | 25 | -1 | 5.6705 | 0.43341 | 0.10965 | 196.3947 | 0.10965 | 0.32376 | 0 | -16.66%
| 2080 | 5.6978 | 0.48077 | 0.48077 | 999 | 0.43341 | 0.40275 | 999 | 999 | 999 | 0.208 | 6.7114 | 6.7114 | -1 | 0.10965 | 999 | 25 | 25 | -1 | 5.6978 | 0.43341 | 0.10965 | 197.3435 | 0.10965 | 0.32376 | 0 | -16.23%
| 2090 | 5.7252 | 0.47847 | 0.47847 | 999 | 0.43341 | 0.4029 | 999 | 999 | 999 | 0.209 | 6.7114 | 6.7114 | -1 | 0.10965 | 999 | 25 | 25 | -1 | 5.7252 | 0.43341 | 0.10965 | 198.2922 | 0.10965 | 0.32376 | 0 | -15.79%
| 2100 | 5.7526 | 0.47619 | 0.47619 | 999 | 0.43341 | 0.40305 | 999 | 999 | 999 | 0.21 | 6.7114 | 6.7114 | -1 | 0.10965 | 999 | 25 | 25 | -1 | 5.7526 | 0.43341 | 0.10965 | 199.241 | 0.10965 | 0.32376 | 0 | -15.36%
| 2110 | 5.78 | 0.47393 | 0.47393 | 999 | 0.43341 | 0.40319 | 999 | 999 | 999 | 0.211 | 6.7114 | 6.7114 | -1 | 0.10965 | 999 | 25 | 25 | -1 | 5.78 | 0.43341 | 0.10965 | 200.1898 | 0.10965 | 0.32376 | 0 | -14.93%
| 2120 | 5.8074 | 0.4717 | 0.4717 | 999 | 0.43341 | 0.40333 | 999 | 999 | 999 | 0.212 | 6.7114 | 6.7114 | -1 | 0.10965 | 999 | 25 | 25 | -1 | 5.8074 | 0.43341 | 0.10965 | 201.1385 | 0.10965 | 0.32376 | 0 | -14.49%
| 2130 | 5.8348 | 0.46948 | 0.46948 | 999 | 0.43341 | 0.40347 | 999 | 999 | 999 | 0.213 | 6.7114 | 6.7114 | -1 | 0.10965 | 999 | 25 | 25 | -1 | 5.8348 | 0.43341 | 0.10965 | 202.0873 | 0.10965 | 0.32376 | 0 | -14.06%
| 2140 | 5.8622 | 0.46729 | 0.46729 | 999 | 0.43341 | 0.40361 | 999 | 999 | 999 | 0.214 | 6.7114 | 6.7114 | -1 | 0.10965 | 999 | 25 | 25 | -1 | 5.8622 | 0.43341 | 0.10965 | 203.0361 | 0.10965 | 0.32376 | 0 | -13.63%
| 2150 | 5.8896 | 0.46512 | 0.46512 | 999 | 0.43341 | 0.40375 | 999 | 999 | 999 | 0.215 | 6.7114 | 6.7114 | -1 | 0.10965 | 999 | 25 | 25 | -1 | 5.8896 | 0.43341 | 0.10965 | 203.9848 | 0.10965 | 0.32376 | 0 | -13.19%
| 2160 | 5.917 | 0.46296 | 0.46296 | 999 | 0.43341 | 0.40389 | 999 | 999 | 999 | 0.216 | 6.7114 | 6.7114 | -1 | 0.10965 | 999 | 25 | 25 | -1 | 5.917 | 0.43341 | 0.10965 | 204.9336 | 0.10965 | 0.32376 | 0 | -12.76%
| 2170 | 5.9444 | 0.46083 | 0.46083 | 999 | 0.43341 | 0.40403 | 999 | 999 | 999 | 0.217 | 6.7114 | 6.7114 | -1 | 0.10965 | 999 | 25 | 25 | -1 | 5.9444 | 0.43341 | 0.10965 | 205.8824 | 0.10965 | 0.32376 | 0 | -12.33%
| 2180 | 5.9718 | 0.45872 | 0.45872 | 999 | 0.43341 | 0.40416 | 999 | 999 | 999 | 0.218 | 6.7114 | 6.7114 | -1 | 0.10965 | 999 | 25 | 25 | -1 | 5.9718 | 0.43341 | 0.10965 | 206.8311 | 0.10965 | 0.32376 | 0 | -11.89%
| 2190 | 5.9992 | 0.45662 | 0.45662 | 999 | 0.43341 | 0.40429 | 999 | 999 | 999 | 0.219 | 6.7114 | 6.7114 | -1 | 0.10965 | 999 | 25 | 25 | -1 | 5.9992 | 0.43341 | 0.10965 | 207.7799 | 0.10965 | 0.32376 | 0 | -11.46%
| 2200 | 6.0266 | 0.45455 | 0.45455 | 999 | 0.44578 | 0.40448 | 999 | 999 | 999 | 0.22 | 6.7114 | 6.7114 | -1 | 0.10965 | 999 | 25 | 25 | -1 | 6.0266 | 0.44578 | 0.10965 | 208.7287 | 0.10965 | 0.33613 | 0 | -11.01%
| 2210 | 6.054 | 0.45249 | 0.45249 | 999 | 0.44578 | 0.40467 | 999 | 999 | 999 | 0.221 | 6.7114 | 6.7114 | -1 | 0.10965 | 999 | 25 | 25 | -1 | 6.054 | 0.44578 | 0.10965 | 209.6774 | 0.10965 | 0.33613 | 0 | -10.57%
| 2220 | 6.0814 | 0.45045 | 0.45045 | 999 | 0.44578 | 0.40486 | 999 | 999 | 999 | 0.222 | 6.7114 | 6.7114 | -1 | 0.10965 | 999 | 25 | 25 | -1 | 6.0814 | 0.44578 | 0.10965 | 210.6262 | 0.10965 | 0.33613 | 0 | -10.12%
| 2230 | 6.1088 | 0.44843 | 0.44843 | 999 | 0.44578 | 0.40504 | 999 | 999 | 999 | 0.223 | 6.7114 | 6.7114 | -1 | 0.10965 | 999 | 25 | 25 | -1 | 6.1088 | 0.44578 | 0.10965 | 211.575 | 0.10965 | 0.33613 | 0 | -9.676%
| 2240 | 6.1361 | 0.44643 | 0.44643 | 999 | 0.44578 | 0.40522 | 999 | 999 | 999 | 0.224 | 6.7114 | 6.7114 | -1 | 0.10965 | 999 | 25 | 25 | -1 | 6.1361 | 0.44578 | 0.10965 | 212.5237 | 0.10965 | 0.33613 | 0 | -9.231%
| 2250 | 6.1635 | 0.44444 | 0.44444 | 999 | 0.44578 | 0.4054 | 999 | 999 | 999 | 0.225 | 6.7114 | 6.7114 | -1 | 0.10965 | 999 | 25 | 25 | -1 | 6.1635 | 0.44578 | 0.10965 | 213.4725 | 0.10965 | 0.33613 | 0 | -8.785%
| 2260 | 6.1909 | 0.44248 | 0.44248 | 999 | 0.44578 | 0.40558 | 999 | 999 | 999 | 0.226 | 6.7114 | 6.7114 | -1 | 0.10965 | 999 | 25 | 25 | -1 | 6.1909 | 0.44578 | 0.10965 | 214.4213 | 0.10965 | 0.33613 | 0 | -8.339%
| 2270 | 6.2183 | 0.44053 | 0.44053 | 999 | 0.44578 | 0.40576 | 999 | 999 | 999 | 0.227 | 6.7114 | 6.7114 | -1 | 0.10965 | 999 | 25 | 25 | -1 | 6.2183 | 0.44578 | 0.10965 | 215.37 | 0.10965 | 0.33613 | 0 | -7.893%
| 2280 | 6.2457 | 0.4386 | 0.4386 | 999 | 0.44578 | 0.40593 | 999 | 999 | 999 | 0.228 | 6.7114 | 6.7114 | -1 | 0.10965 | 999 | 25 | 25 | -1 | 6.2457 | 0.44578 | 0.10965 | 216.3188 | 0.10965 | 0.33613 | 0 | -7.448%
| 2290 | 6.2731 | 0.43668 | 0.43668 | 999 | 0.44578 | 0.40611 | 999 | 999 | 999 | 0.229 | 6.7114 | 6.7114 | -1 | 0.10965 | 999 | 25 | 25 | -1 | 6.2731 | 0.44578 | 0.10965 | 217.2676 | 0.10965 | 0.33613 | 0 | -7.002%
| 2300 | 6.3005 | 0.43478 | 0.43478 | 999 | 0.44578 | 0.40628 | 999 | 999 | 999 | 0.23 | 6.7114 | 6.7114 | -1 | 0.10965 | 999 | 25 | 25 | -1 | 6.3005 | 0.44578 | 0.10965 | 218.2163 | 0.10965 | 0.33613 | 0 | -6.556%
| 2310 | 6.3279 | 0.4329 | 0.4329 | 999 | 0.44578 | 0.40645 | 999 | 999 | 999 | 0.231 | 6.7114 | 6.7114 | -1 | 0.10965 | 999 | 25 | 25 | -1 | 6.3279 | 0.44578 | 0.10965 | 219.1651 | 0.10965 | 0.33613 | 0 | -6.11%
| 2320 | 6.3553 | 0.43103 | 0.43103 | 999 | 0.44578 | 0.40662 | 999 | 999 | 999 | 0.232 | 6.7114 | 6.7114 | -1 | 0.10965 | 999 | 25 | 25 | -1 | 6.3553 | 0.44578 | 0.10965 | 220.1139 | 0.10965 | 0.33613 | 0 | -5.664%
| 2330 | 6.3827 | 0.42918 | 0.42918 | 999 | 0.44578 | 0.40679 | 999 | 999 | 999 | 0.233 | 6.7114 | 6.7114 | -1 | 0.10965 | 999 | 25 | 25 | -1 | 6.3827 | 0.44578 | 0.10965 | 221.0626 | 0.10965 | 0.33613 | 0 | -5.219%
| 2340 | 6.4101 | 0.42735 | 0.42735 | 999 | 0.44578 | 0.40695 | 999 | 999 | 999 | 0.234 | 6.7114 | 6.7114 | -1 | 0.10965 | 999 | 25 | 25 | -1 | 6.4101 | 0.44578 | 0.10965 | 222.0114 | 0.10965 | 0.33613 | 0 | -4.773%
| 2350 | 6.4375 | 0.42553 | 0.42553 | 999 | 0.44578 | 0.40712 | 999 | 999 | 999 | 0.235 | 6.7114 | 6.7114 | -1 | 0.10965 | 999 | 25 | 25 | -1 | 6.4375 | 0.44578 | 0.10965 | 222.9602 | 0.10965 | 0.33613 | 0 | -4.327%
| 2360 | 6.4649 | 0.42373 | 0.42373 | 999 | 0.44578 | 0.40728 | 999 | 999 | 999 | 0.236 | 6.7114 | 6.7114 | -1 | 0.10965 | 999 | 25 | 25 | -1 | 6.4649 | 0.44578 | 0.10965 | 223.9089 | 0.10965 | 0.33613 | 0 | -3.881%
| 2370 | 6.4923 | 0.42194 | 0.42194 | 999 | 0.44578 | 0.40744 | 999 | 999 | 999 | 0.237 | 6.7114 | 6.7114 | -1 | 0.10965 | 999 | 25 | 25 | -1 | 6.4923 | 0.44578 | 0.10965 | 224.8577 | 0.10965 | 0.33613 | 0 | -3.436%
| 2380 | 6.5197 | 0.42017 | 0.42017 | 999 | 0.44578 | 0.40761 | 999 | 999 | 999 | 0.238 | 6.7114 | 6.7114 | -1 | 0.10965 | 999 | 25 | 25 | -1 | 6.5197 | 0.44578 | 0.10965 | 225.8065 | 0.10965 | 0.33613 | 0 | -2.99%
| 2390 | 6.547 | 0.41841 | 0.41841 | 999 | 0.44578 | 0.40777 | 999 | 999 | 999 | 0.239 | 6.7114 | 6.7114 | -1 | 0.10965 | 999 | 25 | 25 | -1 | 6.547 | 0.44578 | 0.10965 | 226.7552 | 0.10965 | 0.33613 | 0 | -2.544%
| 2400 | 6.5744 | 0.41667 | 0.41667 | 999 | 0.44578 | 0.40792 | 999 | 999 | 999 | 0.24 | 6.7114 | 6.7114 | -1 | 0.10965 | 999 | 25 | 25 | -1 | 6.5744 | 0.44578 | 0.10965 | 227.704 | 0.10965 | 0.33613 | 0 | -2.098%
| 2410 | 6.6018 | 0.41494 | 0.41494 | 999 | 0.44578 | 0.40808 | 999 | 999 | 999 | 0.241 | 6.7114 | 6.7114 | -1 | 0.10965 | 999 | 25 | 25 | -1 | 6.6018 | 0.44578 | 0.10965 | 228.6528 | 0.10965 | 0.33613 | 0 | -1.652%
| 2420 | 6.6292 | 0.41322 | 0.41322 | 999 | 0.44578 | 0.40824 | 999 | 999 | 999 | 0.242 | 6.7114 | 6.7114 | -1 | 0.10965 | 999 | 25 | 25 | -1 | 6.6292 | 0.44578 | 0.10965 | 229.6015 | 0.10965 | 0.33613 | 0 | -1.207%
| 2430 | 6.6566 | 0.41152 | 0.41152 | 999 | 0.44578 | 0.40839 | 999 | 999 | 999 | 0.243 | 6.7114 | 6.7114 | -1 | 0.10965 | 999 | 25 | 25 | -1 | 6.6566 | 0.44578 | 0.10965 | 230.5503 | 0.10965 | 0.33613 | 0 | -0.7609%
| 2440 | 6.684 | 0.40984 | 0.40984 | 999 | 0.44578 | 0.40854 | 999 | 999 | 999 | 0.244 | 6.7114 | 6.7114 | -1 | 0.10965 | 999 | 25 | 25 | -1 | 6.684 | 0.44578 | 0.10965 | 231.4991 | 0.10965 | 0.33613 | 0 | -0.3151%
| 2450 | 6.7114 | 0.40816 | 0.40816 | 999 | 0.44578 | 0.4087 | 0.00053326 | 0.00053326 | 999 | 0.245 | 6.7114 | 6.7114 | -1 | 0.10965 | 999 | 25 | 25 | -1 | 6.7114 | 0.44578 | 0.10965 | 232.4478 | 0.10965 | 0.33613 | 0 | 0.1306%
| 2460 | 6.7388 | 0.4065 | 0.4065 | 999 | 0.44578 | 0.40885 | 0.0023432 | 0.0023432 | 999 | 0.246 | 6.7114 | 6.7114 | -1 | 0.10965 | 999 | 25 | 25 | -1 | 6.7388 | 0.44578 | 0.10965 | 233.3966 | 0.10965 | 0.33613 | 0 | 0.5764%
| 2470 | 6.7662 | 0.40486 | 0.40486 | 999 | 0.44578 | 0.409 | 0.0041385 | 0.0041385 | 999 | 0.247 | 6.7114 | 6.7114 | -1 | 0.10965 | 999 | 25 | 25 | -1 | 6.7662 | 0.44578 | 0.10965 | 234.3454 | 0.10965 | 0.33613 | 0 | 1.022%
| 2480 | 6.7936 | 0.40323 | 0.40323 | 999 | 0.44578 | 0.40915 | 0.0059192 | 0.0059192 | 999 | 0.248 | 6.7114 | 6.7114 | -1 | 0.10965 | 999 | 25 | 25 | -1 | 6.7936 | 0.44578 | 0.10965 | 235.2941 | 0.10965 | 0.33613 | 0 | 1.468%
| 2490 | 6.821 | 0.40161 | 0.40161 | 999 | 0.44578 | 0.40929 | 0.0076857 | 0.0076857 | 999 | 0.249 | 6.7114 | 6.7114 | -1 | 0.10965 | 999 | 25 | 25 | -1 | 6.821 | 0.44578 | 0.10965 | 236.2429 | 0.10965 | 0.33613 | 0 | 1.914%
| 2500 | 6.8484 | 0.4 | 0.4 | 999 | 0.44578 | 0.40944 | 0.0094381 | 0.0094381 | 999 | 0.25 | 6.7114 | 6.7114 | -1 | 0.10965 | 999 | 25 | 25 | -1 | 6.8484 | 0.44578 | 0.10965 | 237.1917 | 0.10965 | 0.33613 | 0 | 2.36%
| 2510 | 6.8758 | 0.39841 | 0.39841 | 999 | 0.44578 | 0.40958 | 0.011176 | 0.011176 | 999 | 0.251 | 6.7114 | 6.7114 | -1 | 0.10965 | 999 | 25 | 25 | -1 | 6.8758 | 0.44578 | 0.10965 | 238.1404 | 0.10965 | 0.33613 | 0 | 2.805%
| 2520 | 6.9032 | 0.39683 | 0.39683 | 999 | 0.44578 | 0.40973 | 0.012901 | 0.012901 | 999 | 0.252 | 6.7114 | 6.7114 | -1 | 0.10965 | 999 | 25 | 25 | -1 | 6.9032 | 0.44578 | 0.10965 | 239.0892 | 0.10965 | 0.33613 | 0 | 3.251%
| 2530 | 6.9306 | 0.39526 | 0.39526 | 999 | 0.44578 | 0.40987 | 0.014612 | 0.014612 | 999 | 0.253 | 6.7114 | 6.7114 | -1 | 0.10965 | 999 | 25 | 25 | -1 | 6.9306 | 0.44578 | 0.10965 | 240.038 | 0.10965 | 0.33613 | 0 | 3.697%
| 2540 | 6.958 | 0.3937 | 0.3937 | 999 | 0.44578 | 0.41001 | 0.01631 | 0.01631 | 999 | 0.254 | 6.7114 | 6.7114 | -1 | 0.10965 | 999 | 25 | 25 | -1 | 6.958 | 0.44578 | 0.10965 | 240.9867 | 0.10965 | 0.33613 | 0 | 4.143%
| 2550 | 6.9853 | 0.39216 | 0.39216 | 999 | 0.44578 | 0.41015 | 0.017994 | 0.017994 | 999 | 0.255 | 6.7114 | 6.7114 | -1 | 0.10965 | 999 | 25 | 25 | -1 | 6.9853 | 0.44578 | 0.10965 | 241.9355 | 0.10965 | 0.33613 | 0 | 4.588%
| 2560 | 7.0127 | 0.39062 | 0.39062 | 999 | 0.45845 | 0.41034 | 0.019714 | 0.019714 | 999 | 0.256 | 6.7114 | 6.7114 | -1 | 0.10965 | 999 | 25 | 25 | -1 | 7.0127 | 0.45845 | 0.10965 | 242.8843 | 0.10965 | 0.3488 | 0 | 5.047%
| 2570 | 7.0401 | 0.38911 | 0.38911 | 999 | 0.45845 | 0.41053 | 0.021421 | 0.021421 | 999 | 0.257 | 6.7114 | 6.7114 | -1 | 0.10965 | 999 | 25 | 25 | -1 | 7.0401 | 0.45845 | 0.10965 | 243.833 | 0.10965 | 0.3488 | 0 | 5.505%
| 2580 | 7.0675 | 0.3876 | 0.3876 | 999 | 0.45845 | 0.41071 | 0.023115 | 0.023115 | 999 | 0.258 | 6.7114 | 6.7114 | -1 | 0.10965 | 999 | 25 | 25 | -1 | 7.0675 | 0.45845 | 0.10965 | 244.7818 | 0.10965 | 0.3488 | 0 | 5.964%
| 2590 | 7.0949 | 0.3861 | 0.3861 | 999 | 0.45845 | 0.4109 | 0.024796 | 0.024796 | 999 | 0.259 | 6.7114 | 6.7114 | -1 | 0.10965 | 999 | 25 | 25 | -1 | 7.0949 | 0.45845 | 0.10965 | 245.7306 | 0.10965 | 0.3488 | 0 | 6.422%
| 2600 | 7.1223 | 0.38462 | 0.38462 | 999 | 0.45845 | 0.41108 | 0.026464 | 0.026464 | 999 | 0.26 | 6.7114 | 6.7114 | -1 | 0.10965 | 999 | 25 | 25 | -1 | 7.1223 | 0.45845 | 0.10965 | 246.6793 | 0.10965 | 0.3488 | 0 | 6.881%
| 2610 | 7.1497 | 0.38314 | 0.38314 | 999 | 0.45845 | 0.41126 | 0.028119 | 0.028119 | 999 | 0.261 | 6.7114 | 6.7114 | -1 | 0.10965 | 999 | 25 | 25 | -1 | 7.1497 | 0.45845 | 0.10965 | 247.6281 | 0.10965 | 0.3488 | 0 | 7.339%
| 2620 | 7.1771 | 0.38168 | 0.38168 | 999 | 0.45845 | 0.41144 | 0.029762 | 0.029762 | 999 | 0.262 | 6.7114 | 6.7114 | -1 | 0.10965 | 999 | 25 | 25 | -1 | 7.1771 | 0.45845 | 0.10965 | 248.5769 | 0.10965 | 0.3488 | 0 | 7.798%
| 2630 | 7.2045 | 0.38023 | 0.38023 | 999 | 0.45845 | 0.41162 | 0.031392 | 0.031392 | 999 | 0.263 | 6.7114 | 6.7114 | -1 | 0.10965 | 999 | 25 | 25 | -1 | 7.2045 | 0.45845 | 0.10965 | 249.5256 | 0.10965 | 0.3488 | 0 | 8.256%
| 2640 | 7.2319 | 0.37879 | 0.37879 | 999 | 0.45845 | 0.4118 | 0.033009 | 0.033009 | 999 | 0.264 | 6.7114 | 6.7114 | -1 | 0.10965 | 999 | 25 | 25 | -1 | 7.2319 | 0.45845 | 0.10965 | 250.4744 | 0.10965 | 0.3488 | 0 | 8.714%
| 2650 | 7.2593 | 0.37736 | 0.37736 | 999 | 0.45845 | 0.41197 | 0.034615 | 0.034615 | 999 | 0.265 | 6.7114 | 6.7114 | -1 | 0.10965 | 999 | 25 | 25 | -1 | 7.2593 | 0.45845 | 0.10965 | 251.4231 | 0.10965 | 0.3488 | 0 | 9.173%
| 2660 | 7.2867 | 0.37594 | 0.37594 | 999 | 0.45845 | 0.41215 | 0.036208 | 0.036208 | 999 | 0.266 | 6.7114 | 6.7114 | -1 | 0.10965 | 999 | 25 | 25 | -1 | 7.2867 | 0.45845 | 0.10965 | 252.3719 | 0.10965 | 0.3488 | 0 | 9.631%
| 2670 | 7.3141 | 0.37453 | 0.37453 | 999 | 0.45845 | 0.41232 | 0.037789 | 0.037789 | 999 | 0.267 | 6.7114 | 6.7114 | -1 | 0.10965 | 999 | 25 | 25 | -1 | 7.3141 | 0.45845 | 0.10965 | 253.3207 | 0.10965 | 0.3488 | 0 | 10.09%
| 2680 | 7.3415 | 0.37313 | 0.37313 | 999 | 0.45845 | 0.41249 | 0.039359 | 0.039359 | 999 | 0.268 | 6.7114 | 6.7114 | -1 | 0.10965 | 999 | 25 | 25 | -1 | 7.3415 | 0.45845 | 0.10965 | 254.2694 | 0.10965 | 0.3488 | 0 | 10.55%
| 2690 | 7.3689 | 0.37175 | 0.37175 | 999 | 0.45845 | 0.41266 | 0.040917 | 0.040917 | 999 | 0.269 | 6.7114 | 6.7114 | -1 | 0.10965 | 999 | 25 | 25 | -1 | 7.3689 | 0.45845 | 0.10965 | 255.2182 | 0.10965 | 0.3488 | 0 | 11.01%
| 2700 | 7.3962 | 0.37037 | 0.37037 | 999 | 0.45845 | 0.41283 | 0.042463 | 0.042463 | 999 | 0.27 | 6.7114 | 6.7114 | -1 | 0.10965 | 999 | 25 | 25 | -1 | 7.3962 | 0.45845 | 0.10965 | 256.167 | 0.10965 | 0.3488 | 0 | 11.47%
| 2710 | 7.4236 | 0.369 | 0.369 | 999 | 0.45845 | 0.413 | 0.043998 | 0.043998 | 999 | 0.271 | 6.7114 | 6.7114 | -1 | 0.10965 | 999 | 25 | 25 | -1 | 7.4236 | 0.45845 | 0.10965 | 257.1157 | 0.10965 | 0.3488 | 0 | 11.92%
| 2720 | 7.451 | 0.36765 | 0.36765 | 999 | 0.45845 | 0.41317 | 0.045522 | 0.045522 | 999 | 0.272 | 6.7114 | 6.7114 | -1 | 0.10965 | 999 | 25 | 25 | -1 | 7.451 | 0.45845 | 0.10965 | 258.0645 | 0.10965 | 0.3488 | 0 | 12.38%
| 2730 | 7.4784 | 0.3663 | 0.3663 | 999 | 0.45845 | 0.41334 | 0.047035 | 0.047035 | 999 | 0.273 | 6.7114 | 6.7114 | -1 | 0.10965 | 999 | 25 | 25 | -1 | 7.4784 | 0.45845 | 0.10965 | 259.0133 | 0.10965 | 0.3488 | 0 | 12.84%
| 2740 | 7.5058 | 0.36496 | 0.36496 | 999 | 0.45845 | 0.4135 | 0.048536 | 0.048536 | 999 | 0.274 | 6.7114 | 6.7114 | -1 | 0.10965 | 999 | 25 | 25 | -1 | 7.5058 | 0.45845 | 0.10965 | 259.962 | 0.10965 | 0.3488 | 0 | 13.3%
| 2750 | 7.5332 | 0.36364 | 0.36364 | 999 | 0.45845 | 0.41366 | 0.050027 | 0.050027 | 999 | 0.275 | 6.7114 | 6.7114 | -1 | 0.10965 | 999 | 25 | 25 | -1 | 7.5332 | 0.45845 | 0.10965 | 260.9108 | 0.10965 | 0.3488 | 0 | 13.76%
| 2760 | 7.5606 | 0.36232 | 0.36232 | 999 | 0.45845 | 0.41383 | 0.051507 | 0.051507 | 999 | 0.276 | 6.7114 | 6.7114 | -1 | 0.10965 | 999 | 25 | 25 | -1 | 7.5606 | 0.45845 | 0.10965 | 261.8596 | 0.10965 | 0.3488 | 0 | 14.22%
| 2770 | 7.588 | 0.36101 | 0.36101 | 999 | 0.45845 | 0.41399 | 0.052976 | 0.052976 | 999 | 0.277 | 6.7114 | 6.7114 | -1 | 0.10965 | 999 | 25 | 25 | -1 | 7.588 | 0.45845 | 0.10965 | 262.8083 | 0.10965 | 0.3488 | 0 | 14.67%
| 2780 | 7.6154 | 0.35971 | 0.35971 | 999 | 0.45845 | 0.41415 | 0.054434 | 0.054434 | 999 | 0.278 | 6.7114 | 6.7114 | -1 | 0.10965 | 999 | 25 | 25 | -1 | 7.6154 | 0.45845 | 0.10965 | 263.7571 | 0.10965 | 0.3488 | 0 | 15.13%
| 2790 | 7.6428 | 0.35842 | 0.35842 | 999 | 0.45845 | 0.41431 | 0.055882 | 0.055882 | 999 | 0.279 | 6.7114 | 6.7114 | -1 | 0.10965 | 999 | 25 | 25 | -1 | 7.6428 | 0.45845 | 0.10965 | 264.7059 | 0.10965 | 0.3488 | 0 | 15.59%
| 2800 | 7.6702 | 0.35714 | 0.35714 | 999 | 0.45845 | 0.41446 | 0.05732 | 0.05732 | 999 | 0.28 | 6.7114 | 6.7114 | -1 | 0.10965 | 999 | 25 | 25 | -1 | 7.6702 | 0.45845 | 0.10965 | 265.6546 | 0.10965 | 0.3488 | 0 | 16.05%
| 2810 | 7.6976 | 0.35587 | 0.35587 | 999 | 0.45845 | 0.41462 | 0.058748 | 0.058748 | 999 | 0.281 | 6.7114 | 6.7114 | -1 | 0.10965 | 999 | 25 | 25 | -1 | 7.6976 | 0.45845 | 0.10965 | 266.6034 | 0.10965 | 0.3488 | 0 | 16.51%
| 2820 | 7.725 | 0.35461 | 0.35461 | 999 | 0.45845 | 0.41477 | 0.060165 | 0.060165 | 999 | 0.282 | 6.7114 | 6.7114 | -1 | 0.10965 | 999 | 25 | 25 | -1 | 7.725 | 0.45845 | 0.10965 | 267.5522 | 0.10965 | 0.3488 | 0 | 16.97%
| 2830 | 7.7524 | 0.35336 | 0.35336 | 999 | 0.45845 | 0.41493 | 0.061572 | 0.061572 | 999 | 0.283 | 6.7114 | 6.7114 | -1 | 0.10965 | 999 | 25 | 25 | -1 | 7.7524 | 0.45845 | 0.10965 | 268.5009 | 0.10965 | 0.3488 | 0 | 17.42%
| 2840 | 7.7798 | 0.35211 | 0.35211 | 999 | 0.45845 | 0.41508 | 0.06297 | 0.06297 | 999 | 0.284 | 6.7114 | 6.7114 | -1 | 0.10965 | 999 | 25 | 25 | -1 | 7.7798 | 0.45845 | 0.10965 | 269.4497 | 0.10965 | 0.3488 | 0 | 17.88%
| 2850 | 7.8071 | 0.35088 | 0.35088 | 999 | 0.45845 | 0.41523 | 0.064357 | 0.064357 | 999 | 0.285 | 6.7114 | 6.7114 | -1 | 0.10965 | 999 | 25 | 25 | -1 | 7.8071 | 0.45845 | 0.10965 | 270.3985 | 0.10965 | 0.3488 | 0 | 18.34%
| 2860 | 7.8345 | 0.34965 | 0.34965 | 999 | 0.45845 | 0.41539 | 0.065735 | 0.065735 | 999 | 0.286 | 6.7114 | 6.7114 | -1 | 0.10965 | 999 | 25 | 25 | -1 | 7.8345 | 0.45845 | 0.10965 | 271.3472 | 0.10965 | 0.3488 | 0 | 18.8%
| 2870 | 7.8619 | 0.34843 | 0.34843 | 999 | 0.45845 | 0.41554 | 0.067104 | 0.067104 | 999 | 0.287 | 6.7114 | 6.7114 | -1 | 0.10965 | 999 | 25 | 25 | -1 | 7.8619 | 0.45845 | 0.10965 | 272.296 | 0.10965 | 0.3488 | 0 | 19.26%
| 2880 | 7.8893 | 0.34722 | 0.34722 | 999 | 0.45845 | 0.41568 | 0.068463 | 0.068463 | 999 | 0.288 | 6.7114 | 6.7114 | -1 | 0.10965 | 999 | 25 | 25 | -1 | 7.8893 | 0.45845 | 0.10965 | 273.2448 | 0.10965 | 0.3488 | 0 | 19.72%
| 2890 | 7.9167 | 0.34602 | 0.34602 | 999 | 0.45845 | 0.41583 | 0.069812 | 0.069812 | 999 | 0.289 | 6.7114 | 6.7114 | -1 | 0.10965 | 999 | 25 | 25 | -1 | 7.9167 | 0.45845 | 0.10965 | 274.1935 | 0.10965 | 0.3488 | 0 | 20.18%
| 2900 | 7.9441 | 0.34483 | 0.34483 | 999 | 0.45845 | 0.41598 | 0.071152 | 0.071152 | 999 | 0.29 | 6.7114 | 6.7114 | -1 | 0.10965 | 999 | 25 | 25 | -1 | 7.9441 | 0.45845 | 0.10965 | 275.1423 | 0.10965 | 0.3488 | 0 | 20.63%
| 2910 | 7.9715 | 0.34364 | 0.34364 | 999 | 0.45845 | 0.41613 | 0.072483 | 0.072483 | 999 | 0.291 | 6.7114 | 6.7114 | -1 | 0.10965 | 999 | 25 | 25 | -1 | 7.9715 | 0.45845 | 0.10965 | 276.0911 | 0.10965 | 0.3488 | 0 | 21.09%
| 2920 | 7.9989 | 0.34247 | 0.34247 | 999 | 0.45845 | 0.41627 | 0.073805 | 0.073805 | 999 | 0.292 | 6.7114 | 6.7114 | -1 | 0.10965 | 999 | 25 | 25 | -1 | 7.9989 | 0.45845 | 0.10965 | 277.0398 | 0.10965 | 0.3488 | 0 | 21.55%
| 2930 | 8.0263 | 0.3413 | 0.3413 | 999 | 0.47144 | 0.41646 | 0.075162 | 0.075162 | 999 | 0.293 | 6.7114 | 6.7114 | -1 | 0.10965 | 999 | 25 | 25 | -1 | 8.0263 | 0.47144 | 0.10965 | 277.9886 | 0.10965 | 0.36179 | 0 | 22.02%
| 2940 | 8.0537 | 0.34014 | 0.34014 | 999 | 0.47144 | 0.41665 | 0.07651 | 0.07651 | 999 | 0.294 | 6.7114 | 6.7114 | -1 | 0.10965 | 999 | 25 | 25 | -1 | 8.0537 | 0.47144 | 0.10965 | 278.9374 | 0.10965 | 0.36179 | 0 | 22.49%
| 2950 | 8.0811 | 0.33898 | 0.33898 | 999 | 0.47144 | 0.41683 | 0.077849 | 0.077849 | 999 | 0.295 | 6.7114 | 6.7114 | -1 | 0.10965 | 999 | 25 | 25 | -1 | 8.0811 | 0.47144 | 0.10965 | 279.8861 | 0.10965 | 0.36179 | 0 | 22.97%
| 2960 | 8.1085 | 0.33784 | 0.33784 | 999 | 0.47144 | 0.41702 | 0.079178 | 0.079178 | 999 | 0.296 | 6.7114 | 6.7114 | -1 | 0.10965 | 999 | 25 | 25 | -1 | 8.1085 | 0.47144 | 0.10965 | 280.8349 | 0.10965 | 0.36179 | 0 | 23.44%
| 2970 | 8.1359 | 0.3367 | 0.3367 | 999 | 0.47144 | 0.4172 | 0.080499 | 0.080499 | 999 | 0.297 | 6.7114 | 6.7114 | -1 | 0.10965 | 999 | 25 | 25 | -1 | 8.1359 | 0.47144 | 0.10965 | 281.7837 | 0.10965 | 0.36179 | 0 | 23.91%
| 2980 | 8.1633 | 0.33557 | 0.33557 | 999 | 0.47144 | 0.41738 | 0.081811 | 0.081811 | 999 | 0.298 | 6.7114 | 6.7114 | -1 | 0.10965 | 999 | 25 | 25 | -1 | 8.1633 | 0.47144 | 0.10965 | 282.7324 | 0.10965 | 0.36179 | 0 | 24.38%
| 2990 | 8.1907 | 0.33445 | 0.33445 | 999 | 0.47144 | 0.41756 | 0.083114 | 0.083114 | 999 | 0.299 | 6.7114 | 6.7114 | -1 | 0.10965 | 999 | 25 | 25 | -1 | 8.1907 | 0.47144 | 0.10965 | 283.6812 | 0.10965 | 0.36179 | 0 | 24.85%
| 3000 | 8.2181 | 0.33333 | 0.33333 | 999 | 0.47144 | 0.41774 | 0.084408 | 0.084408 | 999 | 0.3 | 6.7114 | 6.7114 | -1 | 0.10965 | 999 | 25 | 25 | -1 | 8.2181 | 0.47144 | 0.10965 | 284.63 | 0.10965 | 0.36179 | 0 | 25.32%
| 3010 | 8.2454 | 0.33223 | 0.33223 | 999 | 0.47144 | 0.41792 | 0.085694 | 0.085694 | 999 | 0.301 | 6.7114 | 6.7114 | -1 | 0.10965 | 999 | 25 | 25 | -1 | 8.2454 | 0.47144 | 0.10965 | 285.5787 | 0.10965 | 0.36179 | 0 | 25.79%
| 3020 | 8.2728 | 0.33113 | 0.33113 | 999 | 0.47144 | 0.4181 | 0.086972 | 0.086972 | 999 | 0.302 | 6.7114 | 6.7114 | -1 | 0.10965 | 999 | 25 | 25 | -1 | 8.2728 | 0.47144 | 0.10965 | 286.5275 | 0.10965 | 0.36179 | 0 | 26.27%
| 3030 | 8.3002 | 0.33003 | 0.33003 | 999 | 0.47144 | 0.41827 | 0.08824 | 0.08824 | 999 | 0.303 | 6.7114 | 6.7114 | -1 | 0.10965 | 999 | 25 | 25 | -1 | 8.3002 | 0.47144 | 0.10965 | 287.4763 | 0.10965 | 0.36179 | 0 | 26.74%
| 3040 | 8.3276 | 0.32895 | 0.32895 | 999 | 0.47144 | 0.41845 | 0.089501 | 0.089501 | 999 | 0.304 | 6.7114 | 6.7114 | -1 | 0.10965 | 999 | 25 | 25 | -1 | 8.3276 | 0.47144 | 0.10965 | 288.425 | 0.10965 | 0.36179 | 0 | 27.21%
| 3050 | 8.355 | 0.32787 | 0.32787 | 999 | 0.47144 | 0.41862 | 0.090753 | 0.090753 | 999 | 0.305 | 6.7114 | 6.7114 | -1 | 0.10965 | 999 | 25 | 25 | -1 | 8.355 | 0.47144 | 0.10965 | 289.3738 | 0.10965 | 0.36179 | 0 | 27.68%
| 3060 | 8.3824 | 0.3268 | 0.3268 | 999 | 0.47144 | 0.41879 | 0.091997 | 0.091997 | 999 | 0.306 | 6.7114 | 6.7114 | -1 | 0.10965 | 999 | 25 | 25 | -1 | 8.3824 | 0.47144 | 0.10965 | 290.3226 | 0.10965 | 0.36179 | 0 | 28.15%
| 3070 | 8.4098 | 0.32573 | 0.32573 | 999 | 0.47144 | 0.41897 | 0.093233 | 0.093233 | 999 | 0.307 | 6.7114 | 6.7114 | -1 | 0.10965 | 999 | 25 | 25 | -1 | 8.4098 | 0.47144 | 0.10965 | 291.2713 | 0.10965 | 0.36179 | 0 | 28.62%
| 3080 | 8.4372 | 0.32468 | 0.32468 | 999 | 0.47144 | 0.41914 | 0.094461 | 0.094461 | 999 | 0.308 | 6.7114 | 6.7114 | -1 | 0.10965 | 999 | 25 | 25 | -1 | 8.4372 | 0.47144 | 0.10965 | 292.2201 | 0.10965 | 0.36179 | 0 | 29.09%
| 3090 | 8.4646 | 0.32362 | 0.32362 | 999 | 0.47144 | 0.41931 | 0.095681 | 0.095681 | 999 | 0.309 | 6.7114 | 6.7114 | -1 | 0.10965 | 999 | 25 | 25 | -1 | 8.4646 | 0.47144 | 0.10965 | 293.1689 | 0.10965 | 0.36179 | 0 | 29.57%
| 3100 | 8.492 | 0.32258 | 0.32258 | 999 | 0.47144 | 0.41947 | 0.096893 | 0.096893 | 999 | 0.31 | 6.7114 | 6.7114 | -1 | 0.10965 | 999 | 25 | 25 | -1 | 8.492 | 0.47144 | 0.10965 | 294.1176 | 0.10965 | 0.36179 | 0 | 30.04%
| 3110 | 8.5194 | 0.32154 | 0.32154 | 999 | 0.47144 | 0.41964 | 0.098098 | 0.098098 | 999 | 0.311 | 6.7114 | 6.7114 | -1 | 0.10965 | 999 | 25 | 25 | -1 | 8.5194 | 0.47144 | 0.10965 | 295.0664 | 0.10965 | 0.36179 | 0 | 30.51%
| 3120 | 8.5468 | 0.32051 | 0.32051 | 999 | 0.47144 | 0.41981 | 0.099294 | 0.099294 | 999 | 0.312 | 6.7114 | 6.7114 | -1 | 0.10965 | 999 | 25 | 25 | -1 | 8.5468 | 0.47144 | 0.10965 | 296.0152 | 0.10965 | 0.36179 | 0 | 30.98%
| 3130 | 8.5742 | 0.31949 | 0.31949 | 999 | 0.47144 | 0.41997 | 0.10048 | 0.10048 | 999 | 0.313 | 6.7114 | 6.7114 | -1 | 0.10965 | 999 | 25 | 25 | -1 | 8.5742 | 0.47144 | 0.10965 | 296.9639 | 0.10965 | 0.36179 | 0 | 31.45%
| 3140 | 8.6016 | 0.31847 | 0.31847 | 999 | 0.47144 | 0.42014 | 0.10166 | 0.10166 | 999 | 0.314 | 6.7114 | 6.7114 | -1 | 0.10965 | 999 | 25 | 25 | -1 | 8.6016 | 0.47144 | 0.10965 | 297.9127 | 0.10965 | 0.36179 | 0 | 31.92%
| 3150 | 8.629 | 0.31746 | 0.31746 | 999 | 0.47144 | 0.4203 | 0.10284 | 0.10284 | 999 | 0.315 | 6.7114 | 6.7114 | -1 | 0.10965 | 999 | 25 | 25 | -1 | 8.629 | 0.47144 | 0.10965 | 298.8615 | 0.10965 | 0.36179 | 0 | 32.39%
| 3160 | 8.6563 | 0.31646 | 0.31646 | 999 | 0.47144 | 0.42046 | 0.104 | 0.104 | 999 | 0.316 | 6.7114 | 6.7114 | -1 | 0.10965 | 999 | 25 | 25 | -1 | 8.6563 | 0.47144 | 0.10965 | 299.8102 | 0.10965 | 0.36179 | 0 | 32.87%
| 3170 | 8.6837 | 0.31546 | 0.31546 | 999 | 0.47144 | 0.42062 | 0.10516 | 0.10516 | 999 | 0.317 | 6.7114 | 6.7114 | -1 | 0.10965 | 999 | 25 | 25 | -1 | 8.6837 | 0.47144 | 0.10965 | 300.759 | 0.10965 | 0.36179 | 0 | 33.34%
| 3180 | 8.7111 | 0.31447 | 0.31447 | 999 | 0.47144 | 0.42078 | 0.10632 | 0.10632 | 999 | 0.318 | 6.7114 | 6.7114 | -1 | 0.10965 | 999 | 25 | 25 | -1 | 8.7111 | 0.47144 | 0.10965 | 301.7078 | 0.10965 | 0.36179 | 0 | 33.81%
| 3190 | 8.7385 | 0.31348 | 0.31348 | 999 | 0.47144 | 0.42094 | 0.10746 | 0.10746 | 999 | 0.319 | 6.7114 | 6.7114 | -1 | 0.10965 | 999 | 25 | 25 | -1 | 8.7385 | 0.47144 | 0.10965 | 302.6565 | 0.10965 | 0.36179 | 0 | 34.28%
| 3200 | 8.7659 | 0.3125 | 0.3125 | 999 | 0.47144 | 0.4211 | 0.1086 | 0.1086 | 999 | 0.32 | 6.7114 | 6.7114 | -1 | 0.10965 | 999 | 25 | 25 | -1 | 8.7659 | 0.47144 | 0.10965 | 303.6053 | 0.10965 | 0.36179 | 0 | 34.75%
| 3210 | 8.7933 | 0.31153 | 0.31153 | 999 | 0.47144 | 0.42125 | 0.10973 | 0.10973 | 999 | 0.321 | 6.7114 | 6.7114 | -1 | 0.10965 | 999 | 25 | 25 | -1 | 8.7933 | 0.47144 | 0.10965 | 304.5541 | 0.10965 | 0.36179 | 0 | 35.22%
| 3220 | 8.8207 | 0.31056 | 0.31056 | 999 | 0.47144 | 0.42141 | 0.11085 | 0.11085 | 999 | 0.322 | 6.7114 | 6.7114 | -1 | 0.10965 | 999 | 25 | 25 | -1 | 8.8207 | 0.47144 | 0.10965 | 305.5028 | 0.10965 | 0.36179 | 0 | 35.69%
| 3230 | 8.8481 | 0.3096 | 0.3096 | 999 | 0.47144 | 0.42157 | 0.11197 | 0.11197 | 999 | 0.323 | 6.7114 | 6.7114 | -1 | 0.10965 | 999 | 25 | 25 | -1 | 8.8481 | 0.47144 | 0.10965 | 306.4516 | 0.10965 | 0.36179 | 0 | 36.17%
| 3240 | 8.8755 | 0.30864 | 0.30864 | 999 | 0.47144 | 0.42172 | 0.11308 | 0.11308 | 999 | 0.324 | 6.7114 | 6.7114 | -1 | 0.10965 | 999 | 25 | 25 | -1 | 8.8755 | 0.47144 | 0.10965 | 307.4004 | 0.10965 | 0.36179 | 0 | 36.64%
| 3250 | 8.9029 | 0.30769 | 0.30769 | 999 | 0.47144 | 0.42187 | 0.11418 | 0.11418 | 999 | 0.325 | 6.7114 | 6.7114 | -1 | 0.10965 | 999 | 25 | 25 | -1 | 8.9029 | 0.47144 | 0.10965 | 308.3491 | 0.10965 | 0.36179 | 0 | 37.11%
| 3260 | 8.9303 | 0.30675 | 0.30675 | 999 | 0.47144 | 0.42202 | 0.11528 | 0.11528 | 999 | 0.326 | 6.7114 | 6.7114 | -1 | 0.10965 | 999 | 25 | 25 | -1 | 8.9303 | 0.47144 | 0.10965 | 309.2979 | 0.10965 | 0.36179 | 0 | 37.58%
| 3270 | 8.9577 | 0.30581 | 0.30581 | 999 | 0.47144 | 0.42218 | 0.11637 | 0.11637 | 999 | 0.327 | 6.7114 | 6.7114 | -1 | 0.10965 | 999 | 25 | 25 | -1 | 8.9577 | 0.47144 | 0.10965 | 310.2467 | 0.10965 | 0.36179 | 0 | 38.05%
| 3280 | 8.9851 | 0.30488 | 0.30488 | 999 | 0.47144 | 0.42233 | 0.11745 | 0.11745 | 999 | 0.328 | 6.7114 | 6.7114 | -1 | 0.10965 | 999 | 25 | 25 | -1 | 8.9851 | 0.47144 | 0.10965 | 311.1954 | 0.10965 | 0.36179 | 0 | 38.52%
| 3290 | 9.0125 | 0.30395 | 0.30395 | 999 | 0.48476 | 0.42252 | 0.11856 | 0.11856 | 999 | 0.329 | 6.7114 | 6.7114 | -1 | 0.10965 | 999 | 25 | 25 | -1 | 9.0125 | 0.48476 | 0.10965 | 312.1442 | 0.10965 | 0.37511 | 0 | 39.01%
| 3300 | 9.0399 | 0.30303 | 0.30303 | 999 | 0.48476 | 0.4227 | 0.11967 | 0.11967 | 999 | 0.33 | 6.7114 | 6.7114 | -1 | 0.10965 | 999 | 25 | 25 | -1 | 9.0399 | 0.48476 | 0.10965 | 313.093 | 0.10965 | 0.37511 | 0 | 39.49%
| 3310 | 9.0673 | 0.30211 | 0.30211 | 999 | 0.48476 | 0.42289 | 0.12078 | 0.12078 | 999 | 0.331 | 6.7114 | 6.7114 | -1 | 0.10965 | 999 | 25 | 25 | -1 | 9.0673 | 0.48476 | 0.10965 | 314.0417 | 0.10965 | 0.37511 | 0 | 39.98%
| 3320 | 9.0946 | 0.3012 | 0.3012 | 999 | 0.48476 | 0.42308 | 0.12187 | 0.12187 | 999 | 0.332 | 6.7114 | 6.7114 | -1 | 0.10965 | 999 | 25 | 25 | -1 | 9.0946 | 0.48476 | 0.10965 | 314.9905 | 0.10965 | 0.37511 | 0 | 40.46%
| 3330 | 9.122 | 0.3003 | 0.3003 | 999 | 0.48476 | 0.42326 | 0.12296 | 0.12296 | 999 | 0.333 | 6.7114 | 6.7114 | -1 | 0.10965 | 999 | 25 | 25 | -1 | 9.122 | 0.48476 | 0.10965 | 315.9393 | 0.10965 | 0.37511 | 0 | 40.95%
| 3340 | 9.1494 | 0.2994 | 0.2994 | 999 | 0.48476 | 0.42345 | 0.12405 | 0.12405 | 999 | 0.334 | 6.7114 | 6.7114 | -1 | 0.10965 | 999 | 25 | 25 | -1 | 9.1494 | 0.48476 | 0.10965 | 316.888 | 0.10965 | 0.37511 | 0 | 41.43%
| 3350 | 9.1768 | 0.29851 | 0.29851 | 999 | 0.48476 | 0.42363 | 0.12512 | 0.12512 | 999 | 0.335 | 6.7114 | 6.7114 | -1 | 0.10965 | 999 | 25 | 25 | -1 | 9.1768 | 0.48476 | 0.10965 | 317.8368 | 0.10965 | 0.37511 | 0 | 41.92%
| 3360 | 9.2042 | 0.29762 | 0.29762 | 999 | 0.48476 | 0.42381 | 0.12619 | 0.12619 | 999 | 0.336 | 6.7114 | 6.7114 | -1 | 0.10965 | 999 | 25 | 25 | -1 | 9.2042 | 0.48476 | 0.10965 | 318.7856 | 0.10965 | 0.37511 | 0 | 42.4%
| 3370 | 9.2316 | 0.29674 | 0.29674 | 999 | 0.48476 | 0.42399 | 0.12726 | 0.12726 | 999 | 0.337 | 6.7114 | 6.7114 | -1 | 0.10965 | 999 | 25 | 25 | -1 | 9.2316 | 0.48476 | 0.10965 | 319.7343 | 0.10965 | 0.37511 | 0 | 42.89%
| 3380 | 9.259 | 0.29586 | 0.29586 | 999 | 0.48476 | 0.42417 | 0.12831 | 0.12831 | 999 | 0.338 | 6.7114 | 6.7114 | -1 | 0.10965 | 999 | 25 | 25 | -1 | 9.259 | 0.48476 | 0.10965 | 320.6831 | 0.10965 | 0.37511 | 0 | 43.37%
| 3390 | 9.2864 | 0.29499 | 0.29499 | 999 | 0.48476 | 0.42435 | 0.12937 | 0.12937 | 999 | 0.339 | 6.7114 | 6.7114 | -1 | 0.10965 | 999 | 25 | 25 | -1 | 9.2864 | 0.48476 | 0.10965 | 321.6319 | 0.10965 | 0.37511 | 0 | 43.86%
| 3400 | 9.3138 | 0.29412 | 0.29412 | 999 | 0.48476 | 0.42453 | 0.13041 | 0.13041 | 999 | 0.34 | 6.7114 | 6.7114 | -1 | 0.10965 | 999 | 25 | 25 | -1 | 9.3138 | 0.48476 | 0.10965 | 322.5806 | 0.10965 | 0.37511 | 0 | 44.34%
| 3410 | 9.3412 | 0.29326 | 0.29326 | 999 | 0.48476 | 0.42471 | 0.13145 | 0.13145 | 999 | 0.341 | 6.7114 | 6.7114 | -1 | 0.10965 | 999 | 25 | 25 | -1 | 9.3412 | 0.48476 | 0.10965 | 323.5294 | 0.10965 | 0.37511 | 0 | 44.82%
| 3420 | 9.3686 | 0.2924 | 0.2924 | 999 | 0.48476 | 0.42488 | 0.13248 | 0.13248 | 999 | 0.342 | 6.7114 | 6.7114 | -1 | 0.10965 | 999 | 25 | 25 | -1 | 9.3686 | 0.48476 | 0.10965 | 324.4782 | 0.10965 | 0.37511 | 0 | 45.31%
| 3430 | 9.396 | 0.29155 | 0.29155 | 999 | 0.48476 | 0.42506 | 0.13351 | 0.13351 | 999 | 0.343 | 6.7114 | 6.7114 | -1 | 0.10965 | 999 | 25 | 25 | -1 | 9.396 | 0.48476 | 0.10965 | 325.4269 | 0.10965 | 0.37511 | 0 | 45.79%
| 3440 | 9.4234 | 0.2907 | 0.2907 | 999 | 0.48476 | 0.42523 | 0.13453 | 0.13453 | 999 | 0.344 | 6.7114 | 6.7114 | -1 | 0.10965 | 999 | 25 | 25 | -1 | 9.4234 | 0.48476 | 0.10965 | 326.3757 | 0.10965 | 0.37511 | 0 | 46.28%
| 3450 | 9.4508 | 0.28986 | 0.28986 | 999 | 0.48476 | 0.4254 | 0.13555 | 0.13555 | 999 | 0.345 | 6.7114 | 6.7114 | -1 | 0.10965 | 999 | 25 | 25 | -1 | 9.4508 | 0.48476 | 0.10965 | 327.3245 | 0.10965 | 0.37511 | 0 | 46.76%
| 3460 | 9.4782 | 0.28902 | 0.28902 | 999 | 0.48476 | 0.42557 | 0.13656 | 0.13656 | 999 | 0.346 | 6.7114 | 6.7114 | -1 | 0.10965 | 999 | 25 | 25 | -1 | 9.4782 | 0.48476 | 0.10965 | 328.2732 | 0.10965 | 0.37511 | 0 | 47.25%
| 3470 | 9.5055 | 0.28818 | 0.28818 | 999 | 0.48476 | 0.42574 | 0.13756 | 0.13756 | 999 | 0.347 | 6.7114 | 6.7114 | -1 | 0.10965 | 999 | 25 | 25 | -1 | 9.5055 | 0.48476 | 0.10965 | 329.222 | 0.10965 | 0.37511 | 0 | 47.73%
| 3480 | 9.5329 | 0.28736 | 0.28736 | 999 | 0.48476 | 0.42591 | 0.13856 | 0.13856 | 999 | 0.348 | 6.7114 | 6.7114 | -1 | 0.10965 | 999 | 25 | 25 | -1 | 9.5329 | 0.48476 | 0.10965 | 330.1708 | 0.10965 | 0.37511 | 0 | 48.22%
| 3490 | 9.5603 | 0.28653 | 0.28653 | 999 | 0.48476 | 0.42608 | 0.13955 | 0.13955 | 999 | 0.349 | 6.7114 | 6.7114 | -1 | 0.10965 | 999 | 25 | 25 | -1 | 9.5603 | 0.48476 | 0.10965 | 331.1195 | 0.10965 | 0.37511 | 0 | 48.7%
| 3500 | 9.5877 | 0.28571 | 0.28571 | 999 | 0.48476 | 0.42625 | 0.14054 | 0.14054 | 999 | 0.35 | 6.7114 | 6.7114 | -1 | 0.10965 | 999 | 25 | 25 | -1 | 9.5877 | 0.48476 | 0.10965 | 332.0683 | 0.10965 | 0.37511 | 0 | 49.19%
| 3510 | 9.6151 | 0.2849 | 0.2849 | 999 | 0.48476 | 0.42642 | 0.14152 | 0.14152 | 999 | 0.351 | 6.7114 | 6.7114 | -1 | 0.10965 | 999 | 25 | 25 | -1 | 9.6151 | 0.48476 | 0.10965 | 333.0171 | 0.10965 | 0.37511 | 0 | 49.67%
| 3520 | 9.6425 | 0.28409 | 0.28409 | 999 | 0.48476 | 0.42658 | 0.14249 | 0.14249 | 999 | 0.352 | 6.7114 | 6.7114 | -1 | 0.10965 | 999 | 25 | 25 | -1 | 9.6425 | 0.48476 | 0.10965 | 333.9658 | 0.10965 | 0.37511 | 0 | 50.16%
| 3530 | 9.6699 | 0.28329 | 0.28329 | 999 | 0.48476 | 0.42675 | 0.14346 | 0.14346 | 999 | 0.353 | 6.7114 | 6.7114 | -1 | 0.10965 | 999 | 25 | 25 | -1 | 9.6699 | 0.48476 | 0.10965 | 334.9146 | 0.10965 | 0.37511 | 0 | 50.64%
| 3540 | 9.6973 | 0.28249 | 0.28249 | 999 | 0.48476 | 0.42691 | 0.14443 | 0.14443 | 999 | 0.354 | 6.7114 | 6.7114 | -1 | 0.10965 | 999 | 25 | 25 | -1 | 9.6973 | 0.48476 | 0.10965 | 335.8634 | 0.10965 | 0.37511 | 0 | 51.13%
| 3550 | 9.7247 | 0.28169 | 0.28169 | 999 | 0.48476 | 0.42707 | 0.14538 | 0.14538 | 999 | 0.355 | 6.7114 | 6.7114 | -1 | 0.10965 | 999 | 25 | 25 | -1 | 9.7247 | 0.48476 | 0.10965 | 336.8121 | 0.10965 | 0.37511 | 0 | 51.61%
| 3560 | 9.7521 | 0.2809 | 0.2809 | 999 | 0.48476 | 0.42724 | 0.14634 | 0.14634 | 999 | 0.356 | 6.7114 | 6.7114 | -1 | 0.10965 | 999 | 25 | 25 | -1 | 9.7521 | 0.48476 | 0.10965 | 337.7609 | 0.10965 | 0.37511 | 0 | 52.1%
| 3570 | 9.7795 | 0.28011 | 0.28011 | 999 | 0.48476 | 0.4274 | 0.14728 | 0.14728 | 999 | 0.357 | 6.7114 | 6.7114 | -1 | 0.10965 | 999 | 25 | 25 | -1 | 9.7795 | 0.48476 | 0.10965 | 338.7097 | 0.10965 | 0.37511 | 0 | 52.58%
| 3580 | 9.8069 | 0.27933 | 0.27933 | 999 | 0.48476 | 0.42756 | 0.14823 | 0.14823 | 999 | 0.358 | 6.7114 | 6.7114 | -1 | 0.10965 | 999 | 25 | 25 | -1 | 9.8069 | 0.48476 | 0.10965 | 339.6584 | 0.10965 | 0.37511 | 0 | 53.07%
| 3590 | 9.8343 | 0.27855 | 0.27855 | 999 | 0.48476 | 0.42772 | 0.14917 | 0.14917 | 999 | 0.359 | 6.7114 | 6.7114 | -1 | 0.10965 | 999 | 25 | 25 | -1 | 9.8343 | 0.48476 | 0.10965 | 340.6072 | 0.10965 | 0.37511 | 0 | 53.55%
| 3600 | 9.8617 | 0.27778 | 0.27778 | 999 | 0.48476 | 0.42788 | 0.1501 | 0.1501 | 999 | 0.36 | 6.7114 | 6.7114 | -1 | 0.10965 | 999 | 25 | 25 | -1 | 9.8617 | 0.48476 | 0.10965 | 341.556 | 0.10965 | 0.37511 | 0 | 54.04%
| 3610 | 9.8891 | 0.27701 | 0.27701 | 999 | 0.48476 | 0.42803 | 0.15102 | 0.15102 | 999 | 0.361 | 6.7114 | 6.7114 | -1 | 0.10965 | 999 | 25 | 25 | -1 | 9.8891 | 0.48476 | 0.10965 | 342.5047 | 0.10965 | 0.37511 | 0 | 54.52%
| 3620 | 9.9164 | 0.27624 | 0.27624 | 999 | 0.48476 | 0.42819 | 0.15195 | 0.15195 | 999 | 0.362 | 6.7114 | 6.7114 | -1 | 0.10965 | 999 | 25 | 25 | -1 | 9.9164 | 0.48476 | 0.10965 | 343.4535 | 0.10965 | 0.37511 | 0 | 55%
| 3630 | 9.9438 | 0.27548 | 0.27548 | 999 | 0.48476 | 0.42835 | 0.15286 | 0.15286 | 999 | 0.363 | 6.7114 | 6.7114 | -1 | 0.10965 | 999 | 25 | 25 | -1 | 9.9438 | 0.48476 | 0.10965 | 344.4023 | 0.10965 | 0.37511 | 0 | 55.49%
| 3640 | 9.9712 | 0.27473 | 0.27473 | 999 | 0.48476 | 0.4285 | 0.15377 | 0.15377 | 999 | 0.364 | 6.7114 | 6.7114 | -1 | 0.10965 | 999 | 25 | 25 | -1 | 9.9712 | 0.48476 | 0.10965 | 345.351 | 0.10965 | 0.37511 | 0 | 55.97%
| 3650 | 9.9986 | 0.27397 | 0.27397 | 999 | 0.48476 | 0.42865 | 0.15468 | 0.15468 | 999 | 0.365 | 6.7114 | 6.7114 | -1 | 0.10965 | 999 | 25 | 25 | -1 | 9.9986 | 0.48476 | 0.10965 | 346.2998 | 0.10965 | 0.37511 | 0 | 56.46%
| 3660 | 10.026 | 0.27322 | 0.27322 | 999 | 0.4984 | 0.42884 | 0.15562 | 0.15562 | 999 | 0.366 | 6.7114 | 6.7114 | -1 | 0.10965 | 999 | 25 | 25 | -1 | 10.026 | 0.4984 | 0.10965 | 347.2486 | 0.10965 | 0.38875 | 0 | 56.96%
| 3670 | 10.0534 | 0.27248 | 0.27248 | 999 | 0.4984 | 0.42903 | 0.15655 | 0.15655 | 999 | 0.367 | 6.7114 | 6.7114 | -1 | 0.10965 | 999 | 25 | 25 | -1 | 10.0534 | 0.4984 | 0.10965 | 348.1973 | 0.10965 | 0.38875 | 0 | 57.46%
| 3680 | 10.0808 | 0.27174 | 0.27174 | 999 | 0.4984 | 0.42922 | 0.15748 | 0.15748 | 999 | 0.368 | 6.7114 | 6.7114 | -1 | 0.10965 | 999 | 25 | 25 | -1 | 10.0808 | 0.4984 | 0.10965 | 349.1461 | 0.10965 | 0.38875 | 0 | 57.95%
| 3690 | 10.1082 | 0.271 | 0.271 | 999 | 0.4984 | 0.42941 | 0.15841 | 0.15841 | 999 | 0.369 | 6.7114 | 6.7114 | -1 | 0.10965 | 999 | 25 | 25 | -1 | 10.1082 | 0.4984 | 0.10965 | 350.0949 | 0.10965 | 0.38875 | 0 | 58.45%
| 3700 | 10.1356 | 0.27027 | 0.27027 | 999 | 0.4984 | 0.4296 | 0.15933 | 0.15933 | 999 | 0.37 | 6.7114 | 6.7114 | -1 | 0.10965 | 999 | 25 | 25 | -1 | 10.1356 | 0.4984 | 0.10965 | 351.0436 | 0.10965 | 0.38875 | 0 | 58.95%
| 3710 | 10.163 | 0.26954 | 0.26954 | 999 | 0.4984 | 0.42978 | 0.16024 | 0.16024 | 999 | 0.371 | 6.7114 | 6.7114 | -1 | 0.10965 | 999 | 25 | 25 | -1 | 10.163 | 0.4984 | 0.10965 | 351.9924 | 0.10965 | 0.38875 | 0 | 59.45%
| 3720 | 10.1904 | 0.26882 | 0.26882 | 999 | 0.4984 | 0.42997 | 0.16115 | 0.16115 | 999 | 0.372 | 6.7114 | 6.7114 | -1 | 0.10965 | 999 | 25 | 25 | -1 | 10.1904 | 0.4984 | 0.10965 | 352.9412 | 0.10965 | 0.38875 | 0 | 59.95%
| 3730 | 10.2178 | 0.2681 | 0.2681 | 999 | 0.4984 | 0.43015 | 0.16205 | 0.16205 | 999 | 0.373 | 6.7114 | 6.7114 | -1 | 0.10965 | 999 | 25 | 25 | -1 | 10.2178 | 0.4984 | 0.10965 | 353.8899 | 0.10965 | 0.38875 | 0 | 60.45%
| 3740 | 10.2452 | 0.26738 | 0.26738 | 999 | 0.4984 | 0.43033 | 0.16295 | 0.16295 | 999 | 0.374 | 6.7114 | 6.7114 | -1 | 0.10965 | 999 | 25 | 25 | -1 | 10.2452 | 0.4984 | 0.10965 | 354.8387 | 0.10965 | 0.38875 | 0 | 60.94%
| 3750 | 10.2726 | 0.26667 | 0.26667 | 999 | 0.4984 | 0.43051 | 0.16385 | 0.16385 | 999 | 0.375 | 6.7114 | 6.7114 | -1 | 0.10965 | 999 | 25 | 25 | -1 | 10.2726 | 0.4984 | 0.10965 | 355.7875 | 0.10965 | 0.38875 | 0 | 61.44%
| 3760 | 10.3 | 0.26596 | 0.26596 | 999 | 0.4984 | 0.43069 | 0.16474 | 0.16474 | 999 | 0.376 | 6.7114 | 6.7114 | -1 | 0.10965 | 999 | 25 | 25 | -1 | 10.3 | 0.4984 | 0.10965 | 356.7362 | 0.10965 | 0.38875 | 0 | 61.94%
| 3770 | 10.3274 | 0.26525 | 0.26525 | 999 | 0.4984 | 0.43087 | 0.16562 | 0.16562 | 999 | 0.377 | 6.7114 | 6.7114 | -1 | 0.10965 | 999 | 25 | 25 | -1 | 10.3274 | 0.4984 | 0.10965 | 357.685 | 0.10965 | 0.38875 | 0 | 62.44%
| 3780 | 10.3547 | 0.26455 | 0.26455 | 999 | 0.4984 | 0.43105 | 0.1665 | 0.1665 | 999 | 0.378 | 6.7114 | 6.7114 | -1 | 0.10965 | 999 | 25 | 25 | -1 | 10.3547 | 0.4984 | 0.10965 | 358.6338 | 0.10965 | 0.38875 | 0 | 62.94%
| 3790 | 10.3821 | 0.26385 | 0.26385 | 999 | 0.4984 | 0.43123 | 0.16738 | 0.16738 | 999 | 0.379 | 6.7114 | 6.7114 | -1 | 0.10965 | 999 | 25 | 25 | -1 | 10.3821 | 0.4984 | 0.10965 | 359.5825 | 0.10965 | 0.38875 | 0 | 63.44%
| 3800 | 10.4095 | 0.26316 | 0.26316 | 999 | 0.4984 | 0.43141 | 0.16825 | 0.16825 | 999 | 0.38 | 6.7114 | 6.7114 | -1 | 0.10965 | 999 | 25 | 25 | -1 | 10.4095 | 0.4984 | 0.10965 | 360.5313 | 0.10965 | 0.38875 | 0 | 63.93%
| 3810 | 10.4369 | 0.26247 | 0.26247 | 999 | 0.4984 | 0.43158 | 0.16912 | 0.16912 | 999 | 0.381 | 6.7114 | 6.7114 | -1 | 0.10965 | 999 | 25 | 25 | -1 | 10.4369 | 0.4984 | 0.10965 | 361.4801 | 0.10965 | 0.38875 | 0 | 64.43%
| 3820 | 10.4643 | 0.26178 | 0.26178 | 999 | 0.4984 | 0.43176 | 0.16998 | 0.16998 | 999 | 0.382 | 6.7114 | 6.7114 | -1 | 0.10965 | 999 | 25 | 25 | -1 | 10.4643 | 0.4984 | 0.10965 | 362.4288 | 0.10965 | 0.38875 | 0 | 64.93%
| 3830 | 10.4917 | 0.2611 | 0.2611 | 999 | 0.4984 | 0.43193 | 0.17084 | 0.17084 | 999 | 0.383 | 6.7114 | 6.7114 | -1 | 0.10965 | 999 | 25 | 25 | -1 | 10.4917 | 0.4984 | 0.10965 | 363.3776 | 0.10965 | 0.38875 | 0 | 65.43%
| 3840 | 10.5191 | 0.26042 | 0.26042 | 999 | 0.4984 | 0.43211 | 0.17169 | 0.17169 | 999 | 0.384 | 6.7114 | 6.7114 | -1 | 0.10965 | 999 | 25 | 25 | -1 | 10.5191 | 0.4984 | 0.10965 | 364.3264 | 0.10965 | 0.38875 | 0 | 65.93%
| 3850 | 10.5465 | 0.25974 | 0.25974 | 999 | 0.4984 | 0.43228 | 0.17254 | 0.17254 | 999 | 0.385 | 6.7114 | 6.7114 | -1 | 0.10965 | 999 | 25 | 25 | -1 | 10.5465 | 0.4984 | 0.10965 | 365.2751 | 0.10965 | 0.38875 | 0 | 66.43%
| 3860 | 10.5739 | 0.25907 | 0.25907 | 999 | 0.4984 | 0.43245 | 0.17338 | 0.17338 | 999 | 0.386 | 6.7114 | 6.7114 | -1 | 0.10965 | 999 | 25 | 25 | -1 | 10.5739 | 0.4984 | 0.10965 | 366.2239 | 0.10965 | 0.38875 | 0 | 66.93%
| 3870 | 10.6013 | 0.2584 | 0.2584 | 999 | 0.4984 | 0.43262 | 0.17422 | 0.17422 | 999 | 0.387 | 6.7114 | 6.7114 | -1 | 0.10965 | 999 | 25 | 25 | -1 | 10.6013 | 0.4984 | 0.10965 | 367.1727 | 0.10965 | 0.38875 | 0 | 67.42%
| 3880 | 10.6287 | 0.25773 | 0.25773 | 999 | 0.4984 | 0.43279 | 0.17506 | 0.17506 | 999 | 0.388 | 6.7114 | 6.7114 | -1 | 0.10965 | 999 | 25 | 25 | -1 | 10.6287 | 0.4984 | 0.10965 | 368.1214 | 0.10965 | 0.38875 | 0 | 67.92%
| 3890 | 10.6561 | 0.25707 | 0.25707 | 999 | 0.4984 | 0.43296 | 0.17589 | 0.17589 | 999 | 0.389 | 6.7114 | 6.7114 | -1 | 0.10965 | 999 | 25 | 25 | -1 | 10.6561 | 0.4984 | 0.10965 | 369.0702 | 0.10965 | 0.38875 | 0 | 68.42%
| 3900 | 10.6835 | 0.25641 | 0.25641 | 999 | 0.4984 | 0.43313 | 0.17672 | 0.17672 | 999 | 0.39 | 6.7114 | 6.7114 | -1 | 0.10965 | 999 | 25 | 25 | -1 | 10.6835 | 0.4984 | 0.10965 | 370.019 | 0.10965 | 0.38875 | 0 | 68.92%
| 3910 | 10.7109 | 0.25575 | 0.25575 | 999 | 0.4984 | 0.43329 | 0.17754 | 0.17754 | 999 | 0.391 | 6.7114 | 6.7114 | -1 | 0.10965 | 999 | 25 | 25 | -1 | 10.7109 | 0.4984 | 0.10965 | 370.9677 | 0.10965 | 0.38875 | 0 | 69.42%
| 3920 | 10.7383 | 0.2551 | 0.2551 | 999 | 0.4984 | 0.43346 | 0.17836 | 0.17836 | 999 | 0.392 | 6.7114 | 6.7114 | -1 | 0.10965 | 999 | 25 | 25 | -1 | 10.7383 | 0.4984 | 0.10965 | 371.9165 | 0.10965 | 0.38875 | 0 | 69.92%
| 3930 | 10.7656 | 0.25445 | 0.25445 | 999 | 0.4984 | 0.43362 | 0.17917 | 0.17917 | 999 | 0.393 | 6.7114 | 6.7114 | -1 | 0.10965 | 999 | 25 | 25 | -1 | 10.7656 | 0.4984 | 0.10965 | 372.8653 | 0.10965 | 0.38875 | 0 | 70.41%
| 3940 | 10.793 | 0.25381 | 0.25381 | 999 | 0.4984 | 0.43379 | 0.17998 | 0.17998 | 999 | 0.394 | 6.7114 | 6.7114 | -1 | 0.10965 | 999 | 25 | 25 | -1 | 10.793 | 0.4984 | 0.10965 | 373.814 | 0.10965 | 0.38875 | 0 | 70.91%
| 3950 | 10.8204 | 0.25316 | 0.25316 | 999 | 0.4984 | 0.43395 | 0.18079 | 0.18079 | 999 | 0.395 | 6.7114 | 6.7114 | -1 | 0.10965 | 999 | 25 | 25 | -1 | 10.8204 | 0.4984 | 0.10965 | 374.7628 | 0.10965 | 0.38875 | 0 | 71.41%
| 3960 | 10.8478 | 0.25253 | 0.25253 | 999 | 0.4984 | 0.43411 | 0.18159 | 0.18159 | 999 | 0.396 | 6.7114 | 6.7114 | -1 | 0.10965 | 999 | 25 | 25 | -1 | 10.8478 | 0.4984 | 0.10965 | 375.7116 | 0.10965 | 0.38875 | 0 | 71.91%
| 3970 | 10.8752 | 0.25189 | 0.25189 | 999 | 0.4984 | 0.43428 | 0.18239 | 0.18239 | 999 | 0.397 | 6.7114 | 6.7114 | -1 | 0.10965 | 999 | 25 | 25 | -1 | 10.8752 | 0.4984 | 0.10965 | 376.6603 | 0.10965 | 0.38875 | 0 | 72.41%
| 3980 | 10.9026 | 0.25126 | 0.25126 | 999 | 0.4984 | 0.43444 | 0.18318 | 0.18318 | 999 | 0.398 | 6.7114 | 6.7114 | -1 | 0.10965 | 999 | 25 | 25 | -1 | 10.9026 | 0.4984 | 0.10965 | 377.6091 | 0.10965 | 0.38875 | 0 | 72.91%
| 3990 | 10.93 | 0.25063 | 0.25063 | 999 | 0.4984 | 0.4346 | 0.18397 | 0.18397 | 999 | 0.399 | 6.7114 | 6.7114 | -1 | 0.10965 | 999 | 25 | 25 | -1 | 10.93 | 0.4984 | 0.10965 | 378.5579 | 0.10965 | 0.38875 | 0 | 73.4%
| 4000 | 10.9574 | 0.25 | 0.25 | 999 | 0.4984 | 0.43476 | 0.18476 | 0.18476 | 999 | 0.4 | 6.7114 | 6.7114 | -1 | 0.10965 | 999 | 25 | 25 | -1 | 10.9574 | 0.4984 | 0.10965 | 379.5066 | 0.10965 | 0.38875 | 0 | 73.9%
| 4010 | 10.9848 | 0.24938 | 0.24938 | 999 | 0.4984 | 0.43492 | 0.18554 | 0.18554 | 999 | 0.401 | 6.7114 | 6.7114 | -1 | 0.10965 | 999 | 25 | 25 | -1 | 10.9848 | 0.4984 | 0.10965 | 380.4554 | 0.10965 | 0.38875 | 0 | 74.4%
| 4020 | 11.0122 | 0.24876 | 0.24876 | 999 | 0.51239 | 0.43511 | 0.18635 | 0.18635 | 999 | 0.402 | 6.7114 | 6.7114 | -1 | 0.10965 | 999 | 25 | 25 | -1 | 11.0122 | 0.51239 | 0.10965 | 381.4042 | 0.10965 | 0.40274 | 0 | 74.91%
| 4030 | 11.0396 | 0.24814 | 0.24814 | 999 | 0.51239 | 0.4353 | 0.18716 | 0.18716 | 999 | 0.403 | 6.7114 | 6.7114 | -1 | 0.10965 | 999 | 25 | 25 | -1 | 11.0396 | 0.51239 | 0.10965 | 382.3529 | 0.10965 | 0.40274 | 0 | 75.43%
| 4040 | 11.067 | 0.24752 | 0.24752 | 999 | 0.51239 | 0.43549 | 0.18797 | 0.18797 | 999 | 0.404 | 6.7114 | 6.7114 | -1 | 0.10965 | 999 | 25 | 25 | -1 | 11.067 | 0.51239 | 0.10965 | 383.3017 | 0.10965 | 0.40274 | 0 | 75.94%
| 4050 | 11.0944 | 0.24691 | 0.24691 | 999 | 0.51239 | 0.43568 | 0.18877 | 0.18877 | 999 | 0.405 | 6.7114 | 6.7114 | -1 | 0.10965 | 999 | 25 | 25 | -1 | 11.0944 | 0.51239 | 0.10965 | 384.2505 | 0.10965 | 0.40274 | 0 | 76.45%
| 4060 | 11.1218 | 0.24631 | 0.24631 | 999 | 0.51239 | 0.43587 | 0.18956 | 0.18956 | 999 | 0.406 | 6.7114 | 6.7114 | -1 | 0.10965 | 999 | 25 | 25 | -1 | 11.1218 | 0.51239 | 0.10965 | 385.1992 | 0.10965 | 0.40274 | 0 | 76.96%
| 4070 | 11.1492 | 0.2457 | 0.2457 | 999 | 0.51239 | 0.43606 | 0.19036 | 0.19036 | 999 | 0.407 | 6.7114 | 6.7114 | -1 | 0.10965 | 999 | 25 | 25 | -1 | 11.1492 | 0.51239 | 0.10965 | 386.148 | 0.10965 | 0.40274 | 0 | 77.48%
| 4080 | 11.1766 | 0.2451 | 0.2451 | 999 | 0.51239 | 0.43625 | 0.19115 | 0.19115 | 999 | 0.408 | 6.7114 | 6.7114 | -1 | 0.10965 | 999 | 25 | 25 | -1 | 11.1766 | 0.51239 | 0.10965 | 387.0968 | 0.10965 | 0.40274 | 0 | 77.99%
| 4090 | 11.2039 | 0.2445 | 0.2445 | 999 | 0.51239 | 0.43643 | 0.19193 | 0.19193 | 999 | 0.409 | 6.7114 | 6.7114 | -1 | 0.10965 | 999 | 25 | 25 | -1 | 11.2039 | 0.51239 | 0.10965 | 388.0455 | 0.10965 | 0.40274 | 0 | 78.5%
| 4100 | 11.2313 | 0.2439 | 0.2439 | 999 | 0.51239 | 0.43662 | 0.19271 | 0.19271 | 999 | 0.41 | 6.7114 | 6.7114 | -1 | 0.10965 | 999 | 25 | 25 | -1 | 11.2313 | 0.51239 | 0.10965 | 388.9943 | 0.10965 | 0.40274 | 0 | 79.01%
| 4110 | 11.2587 | 0.24331 | 0.24331 | 999 | 0.51239 | 0.4368 | 0.19349 | 0.19349 | 999 | 0.411 | 6.7114 | 6.7114 | -1 | 0.10965 | 999 | 25 | 25 | -1 | 11.2587 | 0.51239 | 0.10965 | 389.9431 | 0.10965 | 0.40274 | 0 | 79.53%
| 4120 | 11.2861 | 0.24272 | 0.24272 | 999 | 0.51239 | 0.43698 | 0.19427 | 0.19427 | 999 | 0.412 | 6.7114 | 6.7114 | -1 | 0.10965 | 999 | 25 | 25 | -1 | 11.2861 | 0.51239 | 0.10965 | 390.8918 | 0.10965 | 0.40274 | 0 | 80.04%
| 4130 | 11.3135 | 0.24213 | 0.24213 | 999 | 0.51239 | 0.43717 | 0.19504 | 0.19504 | 999 | 0.413 | 6.7114 | 6.7114 | -1 | 0.10965 | 999 | 25 | 25 | -1 | 11.3135 | 0.51239 | 0.10965 | 391.8406 | 0.10965 | 0.40274 | 0 | 80.55%
| 4140 | 11.3409 | 0.24155 | 0.24155 | 999 | 0.51239 | 0.43735 | 0.1958 | 0.1958 | 999 | 0.414 | 6.7114 | 6.7114 | -1 | 0.10965 | 999 | 25 | 25 | -1 | 11.3409 | 0.51239 | 0.10965 | 392.7894 | 0.10965 | 0.40274 | 0 | 81.06%
| 4150 | 11.3683 | 0.24096 | 0.24096 | 999 | 0.51239 | 0.43753 | 0.19657 | 0.19657 | 999 | 0.415 | 6.7114 | 6.7114 | -1 | 0.10965 | 999 | 25 | 25 | -1 | 11.3683 | 0.51239 | 0.10965 | 393.7381 | 0.10965 | 0.40274 | 0 | 81.57%
| 4160 | 11.3957 | 0.24038 | 0.24038 | 999 | 0.51239 | 0.43771 | 0.19732 | 0.19732 | 999 | 0.416 | 6.7114 | 6.7114 | -1 | 0.10965 | 999 | 25 | 25 | -1 | 11.3957 | 0.51239 | 0.10965 | 394.6869 | 0.10965 | 0.40274 | 0 | 82.09%
| 4170 | 11.4231 | 0.23981 | 0.23981 | 999 | 0.51239 | 0.43789 | 0.19808 | 0.19808 | 999 | 0.417 | 6.7114 | 6.7114 | -1 | 0.10965 | 999 | 25 | 25 | -1 | 11.4231 | 0.51239 | 0.10965 | 395.6357 | 0.10965 | 0.40274 | 0 | 82.6%
| 4180 | 11.4505 | 0.23923 | 0.23923 | 999 | 0.51239 | 0.43807 | 0.19883 | 0.19883 | 999 | 0.418 | 6.7114 | 6.7114 | -1 | 0.10965 | 999 | 25 | 25 | -1 | 11.4505 | 0.51239 | 0.10965 | 396.5844 | 0.10965 | 0.40274 | 0 | 83.11%
| 4190 | 11.4779 | 0.23866 | 0.23866 | 999 | 0.51239 | 0.43824 | 0.19958 | 0.19958 | 999 | 0.419 | 6.7114 | 6.7114 | -1 | 0.10965 | 999 | 25 | 25 | -1 | 11.4779 | 0.51239 | 0.10965 | 397.5332 | 0.10965 | 0.40274 | 0 | 83.62%
| 4200 | 11.5053 | 0.2381 | 0.2381 | 999 | 0.51239 | 0.43842 | 0.20033 | 0.20033 | 999 | 0.42 | 6.7114 | 6.7114 | -1 | 0.10965 | 999 | 25 | 25 | -1 | 11.5053 | 0.51239 | 0.10965 | 398.482 | 0.10965 | 0.40274 | 0 | 84.14%
| 4210 | 11.5327 | 0.23753 | 0.23753 | 999 | 0.51239 | 0.4386 | 0.20107 | 0.20107 | 999 | 0.421 | 6.7114 | 6.7114 | -1 | 0.10965 | 999 | 25 | 25 | -1 | 11.5327 | 0.51239 | 0.10965 | 399.4307 | 0.10965 | 0.40274 | 0 | 84.65%
| 4220 | 11.5601 | 0.23697 | 0.23697 | 999 | 0.51239 | 0.43877 | 0.2018 | 0.2018 | 999 | 0.422 | 6.7114 | 6.7114 | -1 | 0.10965 | 999 | 25 | 25 | -1 | 11.5601 | 0.51239 | 0.10965 | 400.3795 | 0.10965 | 0.40274 | 0 | 85.16%
| 4230 | 11.5875 | 0.23641 | 0.23641 | 999 | 0.51239 | 0.43895 | 0.20254 | 0.20254 | 999 | 0.423 | 6.7114 | 6.7114 | -1 | 0.10965 | 999 | 25 | 25 | -1 | 11.5875 | 0.51239 | 0.10965 | 401.3283 | 0.10965 | 0.40274 | 0 | 85.67%
| 4240 | 11.6148 | 0.23585 | 0.23585 | 999 | 0.51239 | 0.43912 | 0.20327 | 0.20327 | 999 | 0.424 | 6.7114 | 6.7114 | -1 | 0.10965 | 999 | 25 | 25 | -1 | 11.6148 | 0.51239 | 0.10965 | 402.277 | 0.10965 | 0.40274 | 0 | 86.19%
| 4250 | 11.6422 | 0.23529 | 0.23529 | 999 | 0.51239 | 0.43929 | 0.204 | 0.204 | 999 | 0.425 | 6.7114 | 6.7114 | -1 | 0.10965 | 999 | 25 | 25 | -1 | 11.6422 | 0.51239 | 0.10965 | 403.2258 | 0.10965 | 0.40274 | 0 | 86.7%
| 4260 | 11.6696 | 0.23474 | 0.23474 | 999 | 0.51239 | 0.43946 | 0.20472 | 0.20472 | 999 | 0.426 | 6.7114 | 6.7114 | -1 | 0.10965 | 999 | 25 | 25 | -1 | 11.6696 | 0.51239 | 0.10965 | 404.1746 | 0.10965 | 0.40274 | 0 | 87.21%
| 4270 | 11.697 | 0.23419 | 0.23419 | 999 | 0.51239 | 0.43963 | 0.20544 | 0.20544 | 999 | 0.427 | 6.7114 | 6.7114 | -1 | 0.10965 | 999 | 25 | 25 | -1 | 11.697 | 0.51239 | 0.10965 | 405.1233 | 0.10965 | 0.40274 | 0 | 87.72%
| 4280 | 11.7244 | 0.23364 | 0.23364 | 999 | 0.51239 | 0.4398 | 0.20616 | 0.20616 | 999 | 0.428 | 6.7114 | 6.7114 | -1 | 0.10965 | 999 | 25 | 25 | -1 | 11.7244 | 0.51239 | 0.10965 | 406.0721 | 0.10965 | 0.40274 | 0 | 88.24%
| 4290 | 11.7518 | 0.2331 | 0.2331 | 999 | 0.51239 | 0.43997 | 0.20687 | 0.20687 | 999 | 0.429 | 6.7114 | 6.7114 | -1 | 0.10965 | 999 | 25 | 25 | -1 | 11.7518 | 0.51239 | 0.10965 | 407.0209 | 0.10965 | 0.40274 | 0 | 88.75%
| 4300 | 11.7792 | 0.23256 | 0.23256 | 999 | 0.51239 | 0.44014 | 0.20758 | 0.20758 | 999 | 0.43 | 6.7114 | 6.7114 | -1 | 0.10965 | 999 | 25 | 25 | -1 | 11.7792 | 0.51239 | 0.10965 | 407.9696 | 0.10965 | 0.40274 | 0 | 89.26%
| 4310 | 11.8066 | 0.23202 | 0.23202 | 999 | 0.51239 | 0.44031 | 0.20829 | 0.20829 | 999 | 0.431 | 6.7114 | 6.7114 | -1 | 0.10965 | 999 | 25 | 25 | -1 | 11.8066 | 0.51239 | 0.10965 | 408.9184 | 0.10965 | 0.40274 | 0 | 89.77%
| 4320 | 11.834 | 0.23148 | 0.23148 | 999 | 0.51239 | 0.44048 | 0.20899 | 0.20899 | 999 | 0.432 | 6.7114 | 6.7114 | -1 | 0.10965 | 999 | 25 | 25 | -1 | 11.834 | 0.51239 | 0.10965 | 409.8672 | 0.10965 | 0.40274 | 0 | 90.29%
| 4330 | 11.8614 | 0.23095 | 0.23095 | 999 | 0.51239 | 0.44064 | 0.20969 | 0.20969 | 999 | 0.433 | 6.7114 | 6.7114 | -1 | 0.10965 | 999 | 25 | 25 | -1 | 11.8614 | 0.51239 | 0.10965 | 410.8159 | 0.10965 | 0.40274 | 0 | 90.8%
| 4340 | 11.8888 | 0.23041 | 0.23041 | 999 | 0.51239 | 0.44081 | 0.21039 | 0.21039 | 999 | 0.434 | 6.7114 | 6.7114 | -1 | 0.10965 | 999 | 25 | 25 | -1 | 11.8888 | 0.51239 | 0.10965 | 411.7647 | 0.10965 | 0.40274 | 0 | 91.31%
| 4350 | 11.9162 | 0.22989 | 0.22989 | 999 | 0.51239 | 0.44097 | 0.21109 | 0.21109 | 999 | 0.435 | 6.7114 | 6.7114 | -1 | 0.10965 | 999 | 25 | 25 | -1 | 11.9162 | 0.51239 | 0.10965 | 412.7135 | 0.10965 | 0.40274 | 0 | 91.82%
| 4360 | 11.9436 | 0.22936 | 0.22936 | 999 | 0.51239 | 0.44114 | 0.21178 | 0.21178 | 999 | 0.436 | 6.7114 | 6.7114 | -1 | 0.10965 | 999 | 25 | 25 | -1 | 11.9436 | 0.51239 | 0.10965 | 413.6622 | 0.10965 | 0.40274 | 0 | 92.34%
| 4370 | 11.971 | 0.22883 | 0.22883 | 999 | 0.51239 | 0.4413 | 0.21247 | 0.21247 | 999 | 0.437 | 6.7114 | 6.7114 | -1 | 0.10965 | 999 | 25 | 25 | -1 | 11.971 | 0.51239 | 0.10965 | 414.611 | 0.10965 | 0.40274 | 0 | 92.85%
| 4380 | 11.9984 | 0.22831 | 0.22831 | 999 | 0.51239 | 0.44146 | 0.21315 | 0.21315 | 999 | 0.438 | 6.7114 | 6.7114 | -1 | 0.10965 | 999 | 25 | 25 | -1 | 11.9984 | 0.51239 | 0.10965 | 415.5598 | 0.10965 | 0.40274 | 0 | 93.36%
| 4390 | 12.0257 | 0.22779 | 0.22779 | 999 | 0.52673 | 0.44166 | 0.21386 | 0.21386 | 999 | 0.439 | 6.7114 | 6.7114 | -1 | 0.10965 | 999 | 25 | 25 | -1 | 12.0257 | 0.52673 | 0.10965 | 416.5085 | 0.10965 | 0.41708 | 0 | 93.89%
| 4400 | 12.0531 | 0.22727 | 0.22727 | 999 | 0.52673 | 0.44185 | 0.21458 | 0.21458 | 999 | 0.44 | 6.7114 | 6.7114 | -1 | 0.10965 | 999 | 25 | 25 | -1 | 12.0531 | 0.52673 | 0.10965 | 417.4573 | 0.10965 | 0.41708 | 0 | 94.41%
| 4410 | 12.0805 | 0.22676 | 0.22676 | 999 | 0.52673 | 0.44204 | 0.21528 | 0.21528 | 999 | 0.441 | 6.7114 | 6.7114 | -1 | 0.10965 | 999 | 25 | 25 | -1 | 12.0805 | 0.52673 | 0.10965 | 418.4061 | 0.10965 | 0.41708 | 0 | 94.94%
| 4420 | 12.1079 | 0.22624 | 0.22624 | 999 | 0.52673 | 0.44223 | 0.21599 | 0.21599 | 999 | 0.442 | 6.7114 | 6.7114 | -1 | 0.10965 | 999 | 25 | 25 | -1 | 12.1079 | 0.52673 | 0.10965 | 419.3548 | 0.10965 | 0.41708 | 0 | 95.47%
| 4430 | 12.1353 | 0.22573 | 0.22573 | 999 | 0.52673 | 0.44242 | 0.21669 | 0.21669 | 999 | 0.443 | 6.7114 | 6.7114 | -1 | 0.10965 | 999 | 25 | 25 | -1 | 12.1353 | 0.52673 | 0.10965 | 420.3036 | 0.10965 | 0.41708 | 0 | 95.99%
| 4440 | 12.1627 | 0.22523 | 0.22523 | 999 | 0.52673 | 0.44261 | 0.21739 | 0.21739 | 999 | 0.444 | 6.7114 | 6.7114 | -1 | 0.10965 | 999 | 25 | 25 | -1 | 12.1627 | 0.52673 | 0.10965 | 421.2524 | 0.10965 | 0.41708 | 0 | 96.52%
| 4450 | 12.1901 | 0.22472 | 0.22472 | 999 | 0.52673 | 0.4428 | 0.21808 | 0.21808 | 999 | 0.445 | 6.7114 | 6.7114 | -1 | 0.10965 | 999 | 25 | 25 | -1 | 12.1901 | 0.52673 | 0.10965 | 422.2011 | 0.10965 | 0.41708 | 0 | 97.05%
| 4460 | 12.2175 | 0.22422 | 0.22422 | 999 | 0.52673 | 0.44299 | 0.21878 | 0.21878 | 999 | 0.446 | 6.7114 | 6.7114 | -1 | 0.10965 | 999 | 25 | 25 | -1 | 12.2175 | 0.52673 | 0.10965 | 423.1499 | 0.10965 | 0.41708 | 0 | 97.57%
| 4470 | 12.2449 | 0.22371 | 0.22371 | 999 | 0.52673 | 0.44318 | 0.21946 | 0.21946 | 999 | 0.447 | 6.7114 | 6.7114 | -1 | 0.10965 | 999 | 25 | 25 | -1 | 12.2449 | 0.52673 | 0.10965 | 424.0987 | 0.10965 | 0.41708 | 0 | 98.1%
| 4480 | 12.2723 | 0.22321 | 0.22321 | 999 | 0.52673 | 0.44336 | 0.22015 | 0.22015 | 999 | 0.448 | 6.7114 | 6.7114 | -1 | 0.10965 | 999 | 25 | 25 | -1 | 12.2723 | 0.52673 | 0.10965 | 425.0474 | 0.10965 | 0.41708 | 0 | 98.63%
| 4490 | 12.2997 | 0.22272 | 0.22272 | 999 | 0.52673 | 0.44355 | 0.22083 | 0.22083 | 999 | 0.449 | 6.7114 | 6.7114 | -1 | 0.10965 | 999 | 25 | 25 | -1 | 12.2997 | 0.52673 | 0.10965 | 425.9962 | 0.10965 | 0.41708 | 0 | 99.15%
| 4500 | 12.3271 | 0.22222 | 0.22222 | 999 | 0.52673 | 0.44373 | 0.22151 | 0.22151 | 999 | 0.45 | 6.7114 | 6.7114 | -1 | 0.10965 | 999 | 25 | 25 | -1 | 12.3271 | 0.52673 | 0.10965 | 426.945 | 0.10965 | 0.41708 | 0 | 99.68%
| 4510 | 12.3545 | 0.22173 | 0.22173 | 999 | 0.52673 | 0.44392 | 0.22219 | 0.22219 | 999 | 0.451 | 6.7114 | 6.7114 | -1 | 0.10965 | 999 | 25 | 25 | -1 | 12.3545 | 0.52673 | 0.10965 | 427.8937 | 0.10965 | 0.41708 | 0 | 100.2%
| 4520 | 12.3819 | 0.22124 | 0.22124 | 999 | 0.52673 | 0.4441 | 0.22286 | 0.22286 | 999 | 0.452 | 6.7114 | 6.7114 | -1 | 0.10965 | 999 | 25 | 25 | -1 | 12.3819 | 0.52673 | 0.10965 | 428.8425 | 0.10965 | 0.41708 | 0 | 100.7%
| 4530 | 12.4093 | 0.22075 | 0.22075 | 999 | 0.52673 | 0.44428 | 0.22353 | 0.22353 | 999 | 0.453 | 6.7114 | 6.7114 | -1 | 0.10965 | 999 | 25 | 25 | -1 | 12.4093 | 0.52673 | 0.10965 | 429.7913 | 0.10965 | 0.41708 | 0 | 101.3%
| 4540 | 12.4367 | 0.22026 | 0.22026 | 999 | 0.52673 | 0.44447 | 0.2242 | 0.2242 | 999 | 0.454 | 6.7114 | 6.7114 | -1 | 0.10965 | 999 | 25 | 25 | -1 | 12.4367 | 0.52673 | 0.10965 | 430.74 | 0.10965 | 0.41708 | 0 | 101.8%
| 4550 | 12.464 | 0.21978 | 0.21978 | 999 | 0.52673 | 0.44465 | 0.22487 | 0.22487 | 999 | 0.455 | 6.7114 | 6.7114 | -1 | 0.10965 | 999 | 25 | 25 | -1 | 12.464 | 0.52673 | 0.10965 | 431.6888 | 0.10965 | 0.41708 | 0 | 102.3%
| 4560 | 12.4914 | 0.2193 | 0.2193 | 999 | 0.52673 | 0.44483 | 0.22553 | 0.22553 | 999 | 0.456 | 6.7114 | 6.7114 | -1 | 0.10965 | 999 | 25 | 25 | -1 | 12.4914 | 0.52673 | 0.10965 | 432.6376 | 0.10965 | 0.41708 | 0 | 102.8%
| 4570 | 12.5188 | 0.21882 | 0.21882 | 999 | 0.52673 | 0.44501 | 0.22619 | 0.22619 | 999 | 0.457 | 6.7114 | 6.7114 | -1 | 0.10965 | 999 | 25 | 25 | -1 | 12.5188 | 0.52673 | 0.10965 | 433.5863 | 0.10965 | 0.41708 | 0 | 103.4%
| 4580 | 12.5462 | 0.21834 | 0.21834 | 999 | 0.52673 | 0.44518 | 0.22684 | 0.22684 | 999 | 0.458 | 6.7114 | 6.7114 | -1 | 0.10965 | 999 | 25 | 25 | -1 | 12.5462 | 0.52673 | 0.10965 | 434.5351 | 0.10965 | 0.41708 | 0 | 103.9%
| 4590 | 12.5736 | 0.21786 | 0.21786 | 999 | 0.52673 | 0.44536 | 0.2275 | 0.2275 | 999 | 0.459 | 6.7114 | 6.7114 | -1 | 0.10965 | 999 | 25 | 25 | -1 | 12.5736 | 0.52673 | 0.10965 | 435.4839 | 0.10965 | 0.41708 | 0 | 104.4%
| 4600 | 12.601 | 0.21739 | 0.21739 | 999 | 0.52673 | 0.44554 | 0.22815 | 0.22815 | 999 | 0.46 | 6.7114 | 6.7114 | -1 | 0.10965 | 999 | 25 | 25 | -1 | 12.601 | 0.52673 | 0.10965 | 436.4326 | 0.10965 | 0.41708 | 0 | 104.9%
| 4610 | 12.6284 | 0.21692 | 0.21692 | 999 | 0.52673 | 0.44572 | 0.2288 | 0.2288 | 999 | 0.461 | 6.7114 | 6.7114 | -1 | 0.10965 | 999 | 25 | 25 | -1 | 12.6284 | 0.52673 | 0.10965 | 437.3814 | 0.10965 | 0.41708 | 0 | 105.5%
| 4620 | 12.6558 | 0.21645 | 0.21645 | 999 | 0.52673 | 0.44589 | 0.22944 | 0.22944 | 999 | 0.462 | 6.7114 | 6.7114 | -1 | 0.10965 | 999 | 25 | 25 | -1 | 12.6558 | 0.52673 | 0.10965 | 438.3302 | 0.10965 | 0.41708 | 0 | 106%
| 4630 | 12.6832 | 0.21598 | 0.21598 | 999 | 0.52673 | 0.44607 | 0.23008 | 0.23008 | 999 | 0.463 | 6.7114 | 6.7114 | -1 | 0.10965 | 999 | 25 | 25 | -1 | 12.6832 | 0.52673 | 0.10965 | 439.2789 | 0.10965 | 0.41708 | 0 | 106.5%
| 4640 | 12.7106 | 0.21552 | 0.21552 | 999 | 0.52673 | 0.44624 | 0.23072 | 0.23072 | 999 | 0.464 | 6.7114 | 6.7114 | -1 | 0.10965 | 999 | 25 | 25 | -1 | 12.7106 | 0.52673 | 0.10965 | 440.2277 | 0.10965 | 0.41708 | 0 | 107.1%
| 4650 | 12.738 | 0.21505 | 0.21505 | 999 | 0.52673 | 0.44641 | 0.23136 | 0.23136 | 999 | 0.465 | 6.7114 | 6.7114 | -1 | 0.10965 | 999 | 25 | 25 | -1 | 12.738 | 0.52673 | 0.10965 | 441.1765 | 0.10965 | 0.41708 | 0 | 107.6%
| 4660 | 12.7654 | 0.21459 | 0.21459 | 999 | 0.52673 | 0.44658 | 0.23199 | 0.23199 | 999 | 0.466 | 6.7114 | 6.7114 | -1 | 0.10965 | 999 | 25 | 25 | -1 | 12.7654 | 0.52673 | 0.10965 | 442.1252 | 0.10965 | 0.41708 | 0 | 108.1%
| 4670 | 12.7928 | 0.21413 | 0.21413 | 999 | 0.52673 | 0.44676 | 0.23262 | 0.23262 | 999 | 0.467 | 6.7114 | 6.7114 | -1 | 0.10965 | 999 | 25 | 25 | -1 | 12.7928 | 0.52673 | 0.10965 | 443.074 | 0.10965 | 0.41708 | 0 | 108.6%
| 4680 | 12.8202 | 0.21368 | 0.21368 | 999 | 0.52673 | 0.44693 | 0.23325 | 0.23325 | 999 | 0.468 | 6.7114 | 6.7114 | -1 | 0.10965 | 999 | 25 | 25 | -1 | 12.8202 | 0.52673 | 0.10965 | 444.0228 | 0.10965 | 0.41708 | 0 | 109.2%
| 4690 | 12.8476 | 0.21322 | 0.21322 | 999 | 0.52673 | 0.4471 | 0.23388 | 0.23388 | 999 | 0.469 | 6.7114 | 6.7114 | -1 | 0.10965 | 999 | 25 | 25 | -1 | 12.8476 | 0.52673 | 0.10965 | 444.9715 | 0.10965 | 0.41708 | 0 | 109.7%
| 4700 | 12.8749 | 0.21277 | 0.21277 | 999 | 0.52673 | 0.44727 | 0.2345 | 0.2345 | 999 | 0.47 | 6.7114 | 6.7114 | -1 | 0.10965 | 999 | 25 | 25 | -1 | 12.8749 | 0.52673 | 0.10965 | 445.9203 | 0.10965 | 0.41708 | 0 | 110.2%
| 4710 | 12.9023 | 0.21231 | 0.21231 | 999 | 0.52673 | 0.44744 | 0.23512 | 0.23512 | 999 | 0.471 | 6.7114 | 6.7114 | -1 | 0.10965 | 999 | 25 | 25 | -1 | 12.9023 | 0.52673 | 0.10965 | 446.8691 | 0.10965 | 0.41708 | 0 | 110.7%
| 4720 | 12.9297 | 0.21186 | 0.21186 | 999 | 0.52673 | 0.4476 | 0.23574 | 0.23574 | 999 | 0.472 | 6.7114 | 6.7114 | -1 | 0.10965 | 999 | 25 | 25 | -1 | 12.9297 | 0.52673 | 0.10965 | 447.8178 | 0.10965 | 0.41708 | 0 | 111.3%
| 4730 | 12.9571 | 0.21142 | 0.21142 | 999 | 0.52673 | 0.44777 | 0.23635 | 0.23635 | 999 | 0.473 | 6.7114 | 6.7114 | -1 | 0.10965 | 999 | 25 | 25 | -1 | 12.9571 | 0.52673 | 0.10965 | 448.7666 | 0.10965 | 0.41708 | 0 | 111.8%
| 4740 | 12.9845 | 0.21097 | 0.21097 | 999 | 0.52673 | 0.44794 | 0.23697 | 0.23697 | 999 | 0.474 | 6.7114 | 6.7114 | -1 | 0.10965 | 999 | 25 | 25 | -1 | 12.9845 | 0.52673 | 0.10965 | 449.7154 | 0.10965 | 0.41708 | 0 | 112.3%
| 4750 | 13.0119 | 0.21053 | 0.21053 | 999 | 0.54143 | 0.44813 | 0.23761 | 0.23761 | 999 | 0.475 | 6.7114 | 6.7114 | -1 | 0.10965 | 999 | 25 | 25 | -1 | 13.0119 | 0.54143 | 0.10965 | 450.6641 | 0.10965 | 0.43178 | 0 | 112.9%
| 4760 | 13.0393 | 0.21008 | 0.21008 | 999 | 0.54143 | 0.44833 | 0.23825 | 0.23825 | 999 | 0.476 | 6.7114 | 6.7114 | -1 | 0.10965 | 999 | 25 | 25 | -1 | 13.0393 | 0.54143 | 0.10965 | 451.6129 | 0.10965 | 0.43178 | 0 | 113.4%
| 4770 | 13.0667 | 0.20964 | 0.20964 | 999 | 0.54143 | 0.44853 | 0.23888 | 0.23888 | 999 | 0.477 | 6.7114 | 6.7114 | -1 | 0.10965 | 999 | 25 | 25 | -1 | 13.0667 | 0.54143 | 0.10965 | 452.5617 | 0.10965 | 0.43178 | 0 | 113.9%
| 4780 | 13.0941 | 0.20921 | 0.20921 | 999 | 0.54143 | 0.44872 | 0.23951 | 0.23951 | 999 | 0.478 | 6.7114 | 6.7114 | -1 | 0.10965 | 999 | 25 | 25 | -1 | 13.0941 | 0.54143 | 0.10965 | 453.5104 | 0.10965 | 0.43178 | 0 | 114.5%
| 4790 | 13.1215 | 0.20877 | 0.20877 | 999 | 0.54143 | 0.44891 | 0.24014 | 0.24014 | 999 | 0.479 | 6.7114 | 6.7114 | -1 | 0.10965 | 999 | 25 | 25 | -1 | 13.1215 | 0.54143 | 0.10965 | 454.4592 | 0.10965 | 0.43178 | 0 | 115%
| 4800 | 13.1489 | 0.20833 | 0.20833 | 999 | 0.54143 | 0.44911 | 0.24077 | 0.24077 | 999 | 0.48 | 6.7114 | 6.7114 | -1 | 0.10965 | 999 | 25 | 25 | -1 | 13.1489 | 0.54143 | 0.10965 | 455.408 | 0.10965 | 0.43178 | 0 | 115.6%
| 4810 | 13.1763 | 0.2079 | 0.2079 | 999 | 0.54143 | 0.4493 | 0.2414 | 0.2414 | 999 | 0.481 | 6.7114 | 6.7114 | -1 | 0.10965 | 999 | 25 | 25 | -1 | 13.1763 | 0.54143 | 0.10965 | 456.3567 | 0.10965 | 0.43178 | 0 | 116.1%
| 4820 | 13.2037 | 0.20747 | 0.20747 | 999 | 0.54143 | 0.44949 | 0.24202 | 0.24202 | 999 | 0.482 | 6.7114 | 6.7114 | -1 | 0.10965 | 999 | 25 | 25 | -1 | 13.2037 | 0.54143 | 0.10965 | 457.3055 | 0.10965 | 0.43178 | 0 | 116.7%
| 4830 | 13.2311 | 0.20704 | 0.20704 | 999 | 0.54143 | 0.44968 | 0.24264 | 0.24264 | 999 | 0.483 | 6.7114 | 6.7114 | -1 | 0.10965 | 999 | 25 | 25 | -1 | 13.2311 | 0.54143 | 0.10965 | 458.2543 | 0.10965 | 0.43178 | 0 | 117.2%
| 4840 | 13.2585 | 0.20661 | 0.20661 | 999 | 0.54143 | 0.44987 | 0.24326 | 0.24326 | 999 | 0.484 | 6.7114 | 6.7114 | -1 | 0.10965 | 999 | 25 | 25 | -1 | 13.2585 | 0.54143 | 0.10965 | 459.203 | 0.10965 | 0.43178 | 0 | 117.7%
| 4850 | 13.2859 | 0.20619 | 0.20619 | 999 | 0.54143 | 0.45006 | 0.24387 | 0.24387 | 999 | 0.485 | 6.7114 | 6.7114 | -1 | 0.10965 | 999 | 25 | 25 | -1 | 13.2859 | 0.54143 | 0.10965 | 460.1518 | 0.10965 | 0.43178 | 0 | 118.3%
| 4860 | 13.3132 | 0.20576 | 0.20576 | 999 | 0.54143 | 0.45025 | 0.24448 | 0.24448 | 999 | 0.486 | 6.7114 | 6.7114 | -1 | 0.10965 | 999 | 25 | 25 | -1 | 13.3132 | 0.54143 | 0.10965 | 461.1006 | 0.10965 | 0.43178 | 0 | 118.8%
| 4870 | 13.3406 | 0.20534 | 0.20534 | 999 | 0.54143 | 0.45043 | 0.24509 | 0.24509 | 999 | 0.487 | 6.7114 | 6.7114 | -1 | 0.10965 | 999 | 25 | 25 | -1 | 13.3406 | 0.54143 | 0.10965 | 462.0493 | 0.10965 | 0.43178 | 0 | 119.4%
| 4880 | 13.368 | 0.20492 | 0.20492 | 999 | 0.54143 | 0.45062 | 0.2457 | 0.2457 | 999 | 0.488 | 6.7114 | 6.7114 | -1 | 0.10965 | 999 | 25 | 25 | -1 | 13.368 | 0.54143 | 0.10965 | 462.9981 | 0.10965 | 0.43178 | 0 | 119.9%
| 4890 | 13.3954 | 0.2045 | 0.2045 | 999 | 0.54143 | 0.4508 | 0.24631 | 0.24631 | 999 | 0.489 | 6.7114 | 6.7114 | -1 | 0.10965 | 999 | 25 | 25 | -1 | 13.3954 | 0.54143 | 0.10965 | 463.9469 | 0.10965 | 0.43178 | 0 | 120.4%
| 4900 | 13.4228 | 0.20408 | 0.20408 | 999 | 0.54143 | 0.45099 | 0.24691 | 0.24691 | 999 | 0.49 | 6.7114 | 6.7114 | -1 | 0.10965 | 999 | 25 | 25 | -1 | 13.4228 | 0.54143 | 0.10965 | 464.8956 | 0.10965 | 0.43178 | 0 | 121%
| 4910 | 13.4502 | 0.20367 | 0.20367 | 999 | 0.54143 | 0.45117 | 0.24751 | 0.24751 | 999 | 0.491 | 6.7114 | 6.7114 | -1 | 0.10965 | 999 | 25 | 25 | -1 | 13.4502 | 0.54143 | 0.10965 | 465.8444 | 0.10965 | 0.43178 | 0 | 121.5%
| 4920 | 13.4776 | 0.20325 | 0.20325 | 999 | 0.54143 | 0.45136 | 0.24811 | 0.24811 | 999 | 0.492 | 6.7114 | 6.7114 | -1 | 0.10965 | 999 | 25 | 25 | -1 | 13.4776 | 0.54143 | 0.10965 | 466.7932 | 0.10965 | 0.43178 | 0 | 122.1%
| 4930 | 13.505 | 0.20284 | 0.20284 | 999 | 0.54143 | 0.45154 | 0.2487 | 0.2487 | 999 | 0.493 | 6.7114 | 6.7114 | -1 | 0.10965 | 999 | 25 | 25 | -1 | 13.505 | 0.54143 | 0.10965 | 467.7419 | 0.10965 | 0.43178 | 0 | 122.6%
| 4940 | 13.5324 | 0.20243 | 0.20243 | 999 | 0.54143 | 0.45172 | 0.24929 | 0.24929 | 999 | 0.494 | 6.7114 | 6.7114 | -1 | 0.10965 | 999 | 25 | 25 | -1 | 13.5324 | 0.54143 | 0.10965 | 468.6907 | 0.10965 | 0.43178 | 0 | 123.2%
| 4950 | 13.5598 | 0.20202 | 0.20202 | 999 | 0.54143 | 0.4519 | 0.24988 | 0.24988 | 999 | 0.495 | 6.7114 | 6.7114 | -1 | 0.10965 | 999 | 25 | 25 | -1 | 13.5598 | 0.54143 | 0.10965 | 469.6395 | 0.10965 | 0.43178 | 0 | 123.7%
| 4960 | 13.5872 | 0.20161 | 0.20161 | 999 | 0.54143 | 0.45208 | 0.25047 | 0.25047 | 999 | 0.496 | 6.7114 | 6.7114 | -1 | 0.10965 | 999 | 25 | 25 | -1 | 13.5872 | 0.54143 | 0.10965 | 470.5882 | 0.10965 | 0.43178 | 0 | 124.2%
| 4970 | 13.6146 | 0.20121 | 0.20121 | 999 | 0.54143 | 0.45226 | 0.25106 | 0.25106 | 999 | 0.497 | 6.7114 | 6.7114 | -1 | 0.10965 | 999 | 25 | 25 | -1 | 13.6146 | 0.54143 | 0.10965 | 471.537 | 0.10965 | 0.43178 | 0 | 124.8%
| 4980 | 13.642 | 0.2008 | 0.2008 | 999 | 0.54143 | 0.45244 | 0.25164 | 0.25164 | 999 | 0.498 | 6.7114 | 6.7114 | -1 | 0.10965 | 999 | 25 | 25 | -1 | 13.642 | 0.54143 | 0.10965 | 472.4858 | 0.10965 | 0.43178 | 0 | 125.3%
| 4990 | 13.6694 | 0.2004 | 0.2004 | 999 | 0.54143 | 0.45262 | 0.25222 | 0.25222 | 999 | 0.499 | 6.7114 | 6.7114 | -1 | 0.10965 | 999 | 25 | 25 | -1 | 13.6694 | 0.54143 | 0.10965 | 473.4345 | 0.10965 | 0.43178 | 0 | 125.9%
| 5000 | 13.6968 | 0.2 | 0.2 | 999 | 0.54143 | 0.4528 | 0.2528 | 0.2528 | 999 | 0.5 | 6.7114 | 6.7114 | -1 | 0.10965 | 999 | 25 | 25 | -1 | 13.6968 | 0.54143 | 0.10965 | 474.3833 | 0.10965 | 0.43178 | 0 | 126.4%
| 5010 | 13.7241 | 0.1996 | 0.1996 | 999 | 0.54143 | 0.45298 | 0.25337 | 0.25337 | 999 | 0.501 | 6.7114 | 6.7114 | -1 | 0.10965 | 999 | 25 | 25 | -1 | 13.7241 | 0.54143 | 0.10965 | 475.3321 | 0.10965 | 0.43178 | 0 | 126.9%
| 5020 | 13.7515 | 0.1992 | 0.1992 | 999 | 0.54143 | 0.45315 | 0.25395 | 0.25395 | 999 | 0.502 | 6.7114 | 6.7114 | -1 | 0.10965 | 999 | 25 | 25 | -1 | 13.7515 | 0.54143 | 0.10965 | 476.2808 | 0.10965 | 0.43178 | 0 | 127.5%
| 5030 | 13.7789 | 0.19881 | 0.19881 | 999 | 0.54143 | 0.45333 | 0.25452 | 0.25452 | 999 | 0.503 | 6.7114 | 6.7114 | -1 | 0.10965 | 999 | 25 | 25 | -1 | 13.7789 | 0.54143 | 0.10965 | 477.2296 | 0.10965 | 0.43178 | 0 | 128%
| 5040 | 13.8063 | 0.19841 | 0.19841 | 999 | 0.54143 | 0.4535 | 0.25509 | 0.25509 | 999 | 0.504 | 6.7114 | 6.7114 | -1 | 0.10965 | 999 | 25 | 25 | -1 | 13.8063 | 0.54143 | 0.10965 | 478.1784 | 0.10965 | 0.43178 | 0 | 128.6%
| 5050 | 13.8337 | 0.19802 | 0.19802 | 999 | 0.54143 | 0.45368 | 0.25566 | 0.25566 | 999 | 0.505 | 6.7114 | 6.7114 | -1 | 0.10965 | 999 | 25 | 25 | -1 | 13.8337 | 0.54143 | 0.10965 | 479.1271 | 0.10965 | 0.43178 | 0 | 129.1%
| 5060 | 13.8611 | 0.19763 | 0.19763 | 999 | 0.54143 | 0.45385 | 0.25622 | 0.25622 | 999 | 0.506 | 6.7114 | 6.7114 | -1 | 0.10965 | 999 | 25 | 25 | -1 | 13.8611 | 0.54143 | 0.10965 | 480.0759 | 0.10965 | 0.43178 | 0 | 129.6%
| 5070 | 13.8885 | 0.19724 | 0.19724 | 999 | 0.54143 | 0.45402 | 0.25678 | 0.25678 | 999 | 0.507 | 6.7114 | 6.7114 | -1 | 0.10965 | 999 | 25 | 25 | -1 | 13.8885 | 0.54143 | 0.10965 | 481.0247 | 0.10965 | 0.43178 | 0 | 130.2%
| 5080 | 13.9159 | 0.19685 | 0.19685 | 999 | 0.54143 | 0.45419 | 0.25734 | 0.25734 | 999 | 0.508 | 6.7114 | 6.7114 | -1 | 0.10965 | 999 | 25 | 25 | -1 | 13.9159 | 0.54143 | 0.10965 | 481.9734 | 0.10965 | 0.43178 | 0 | 130.7%
| 5090 | 13.9433 | 0.19646 | 0.19646 | 999 | 0.54143 | 0.45437 | 0.2579 | 0.2579 | 999 | 0.509 | 6.7114 | 6.7114 | -1 | 0.10965 | 999 | 25 | 25 | -1 | 13.9433 | 0.54143 | 0.10965 | 482.9222 | 0.10965 | 0.43178 | 0 | 131.3%
| 5100 | 13.9707 | 0.19608 | 0.19608 | 999 | 0.54143 | 0.45454 | 0.25846 | 0.25846 | 999 | 0.51 | 6.7114 | 6.7114 | -1 | 0.10965 | 999 | 25 | 25 | -1 | 13.9707 | 0.54143 | 0.10965 | 483.871 | 0.10965 | 0.43178 | 0 | 131.8%
| 5110 | 13.9981 | 0.19569 | 0.19569 | 999 | 0.54143 | 0.45471 | 0.25901 | 0.25901 | 999 | 0.511 | 6.7114 | 6.7114 | -1 | 0.10965 | 999 | 25 | 25 | -1 | 13.9981 | 0.54143 | 0.10965 | 484.8197 | 0.10965 | 0.43178 | 0 | 132.4%
| 5120 | 14.0255 | 0.19531 | 0.19531 | 999 | 0.55649 | 0.45491 | 0.25959 | 0.25959 | 999 | 0.512 | 6.7114 | 6.7114 | -1 | 0.10965 | 999 | 25 | 25 | -1 | 14.0255 | 0.55649 | 0.10965 | 485.7685 | 0.10965 | 0.44685 | 0 | 132.9%
| 5130 | 14.0529 | 0.19493 | 0.19493 | 999 | 0.55649 | 0.4551 | 0.26017 | 0.26017 | 999 | 0.513 | 6.7114 | 6.7114 | -1 | 0.10965 | 999 | 25 | 25 | -1 | 14.0529 | 0.55649 | 0.10965 | 486.7173 | 0.10965 | 0.44685 | 0 | 133.5%
| 5140 | 14.0803 | 0.19455 | 0.19455 | 999 | 0.55649 | 0.4553 | 0.26075 | 0.26075 | 999 | 0.514 | 6.7114 | 6.7114 | -1 | 0.10965 | 999 | 25 | 25 | -1 | 14.0803 | 0.55649 | 0.10965 | 487.666 | 0.10965 | 0.44685 | 0 | 134%
| 5150 | 14.1077 | 0.19417 | 0.19417 | 999 | 0.55649 | 0.4555 | 0.26132 | 0.26132 | 999 | 0.515 | 6.7114 | 6.7114 | -1 | 0.10965 | 999 | 25 | 25 | -1 | 14.1077 | 0.55649 | 0.10965 | 488.6148 | 0.10965 | 0.44685 | 0 | 134.6%
| 5160 | 14.135 | 0.1938 | 0.1938 | 999 | 0.55649 | 0.45569 | 0.26189 | 0.26189 | 999 | 0.516 | 6.7114 | 6.7114 | -1 | 0.10965 | 999 | 25 | 25 | -1 | 14.135 | 0.55649 | 0.10965 | 489.5636 | 0.10965 | 0.44685 | 0 | 135.1%
| 5170 | 14.1624 | 0.19342 | 0.19342 | 999 | 0.55649 | 0.45589 | 0.26246 | 0.26246 | 999 | 0.517 | 6.7114 | 6.7114 | -1 | 0.10965 | 999 | 25 | 25 | -1 | 14.1624 | 0.55649 | 0.10965 | 490.5123 | 0.10965 | 0.44685 | 0 | 135.7%
| 5180 | 14.1898 | 0.19305 | 0.19305 | 999 | 0.55649 | 0.45608 | 0.26303 | 0.26303 | 999 | 0.518 | 6.7114 | 6.7114 | -1 | 0.10965 | 999 | 25 | 25 | -1 | 14.1898 | 0.55649 | 0.10965 | 491.4611 | 0.10965 | 0.44685 | 0 | 136.3%
| 5190 | 14.2172 | 0.19268 | 0.19268 | 999 | 0.55649 | 0.45628 | 0.2636 | 0.2636 | 999 | 0.519 | 6.7114 | 6.7114 | -1 | 0.10965 | 999 | 25 | 25 | -1 | 14.2172 | 0.55649 | 0.10965 | 492.4099 | 0.10965 | 0.44685 | 0 | 136.8%
| 5200 | 14.2446 | 0.19231 | 0.19231 | 999 | 0.55649 | 0.45647 | 0.26416 | 0.26416 | 999 | 0.52 | 6.7114 | 6.7114 | -1 | 0.10965 | 999 | 25 | 25 | -1 | 14.2446 | 0.55649 | 0.10965 | 493.3586 | 0.10965 | 0.44685 | 0 | 137.4%
| 5210 | 14.272 | 0.19194 | 0.19194 | 999 | 0.55649 | 0.45666 | 0.26472 | 0.26472 | 999 | 0.521 | 6.7114 | 6.7114 | -1 | 0.10965 | 999 | 25 | 25 | -1 | 14.272 | 0.55649 | 0.10965 | 494.3074 | 0.10965 | 0.44685 | 0 | 137.9%
| 5220 | 14.2994 | 0.19157 | 0.19157 | 999 | 0.55649 | 0.45685 | 0.26528 | 0.26528 | 999 | 0.522 | 6.7114 | 6.7114 | -1 | 0.10965 | 999 | 25 | 25 | -1 | 14.2994 | 0.55649 | 0.10965 | 495.2562 | 0.10965 | 0.44685 | 0 | 138.5%
| 5230 | 14.3268 | 0.1912 | 0.1912 | 999 | 0.55649 | 0.45704 | 0.26584 | 0.26584 | 999 | 0.523 | 6.7114 | 6.7114 | -1 | 0.10965 | 999 | 25 | 25 | -1 | 14.3268 | 0.55649 | 0.10965 | 496.2049 | 0.10965 | 0.44685 | 0 | 139%
| 5240 | 14.3542 | 0.19084 | 0.19084 | 999 | 0.55649 | 0.45723 | 0.26639 | 0.26639 | 999 | 0.524 | 6.7114 | 6.7114 | -1 | 0.10965 | 999 | 25 | 25 | -1 | 14.3542 | 0.55649 | 0.10965 | 497.1537 | 0.10965 | 0.44685 | 0 | 139.6%
| 5250 | 14.3816 | 0.19048 | 0.19048 | 999 | 0.55649 | 0.45742 | 0.26694 | 0.26694 | 999 | 0.525 | 6.7114 | 6.7114 | -1 | 0.10965 | 999 | 25 | 25 | -1 | 14.3816 | 0.55649 | 0.10965 | 498.1025 | 0.10965 | 0.44685 | 0 | 140.1%
| 5260 | 14.409 | 0.19011 | 0.19011 | 999 | 0.55649 | 0.45761 | 0.2675 | 0.2675 | 999 | 0.526 | 6.7114 | 6.7114 | -1 | 0.10965 | 999 | 25 | 25 | -1 | 14.409 | 0.55649 | 0.10965 | 499.0512 | 0.10965 | 0.44685 | 0 | 140.7%
| 5270 | 14.4364 | 0.18975 | 0.18975 | 999 | 0.55649 | 0.4578 | 0.26804 | 0.26804 | 999 | 0.527 | 6.7114 | 6.7114 | -1 | 0.10965 | 999 | 25 | 25 | -1 | 14.4364 | 0.55649 | 0.10965 | 500 | 0.10965 | 0.44685 | 0 | 141.3%
| 5280 | 14.4638 | 0.18939 | 0.18939 | 999 | 0.55649 | 0.45798 | 0.26859 | 0.26859 | 999 | 0.528 | 6.7114 | 6.7114 | -1 | 0.10965 | 999 | 25 | 25 | -1 | 14.4638 | 0.55649 | 0.10965 | 500.9488 | 0.10965 | 0.44685 | 0 | 141.8%
| 5290 | 14.4912 | 0.18904 | 0.18904 | 999 | 0.55649 | 0.45817 | 0.26913 | 0.26913 | 999 | 0.529 | 6.7114 | 6.7114 | -1 | 0.10965 | 999 | 25 | 25 | -1 | 14.4912 | 0.55649 | 0.10965 | 501.8975 | 0.10965 | 0.44685 | 0 | 142.4%
| 5300 | 14.5186 | 0.18868 | 0.18868 | 999 | 0.55649 | 0.45836 | 0.26968 | 0.26968 | 999 | 0.53 | 6.7114 | 6.7114 | -1 | 0.10965 | 999 | 25 | 25 | -1 | 14.5186 | 0.55649 | 0.10965 | 502.8463 | 0.10965 | 0.44685 | 0 | 142.9%
| 5310 | 14.546 | 0.18832 | 0.18832 | 999 | 0.55649 | 0.45854 | 0.27022 | 0.27022 | 999 | 0.531 | 6.7114 | 6.7114 | -1 | 0.10965 | 999 | 25 | 25 | -1 | 14.546 | 0.55649 | 0.10965 | 503.7951 | 0.10965 | 0.44685 | 0 | 143.5%
| 5320 | 14.5733 | 0.18797 | 0.18797 | 999 | 0.55649 | 0.45872 | 0.27075 | 0.27075 | 999 | 0.532 | 6.7114 | 6.7114 | -1 | 0.10965 | 999 | 25 | 25 | -1 | 14.5733 | 0.55649 | 0.10965 | 504.7438 | 0.10965 | 0.44685 | 0 | 144%
| 5330 | 14.6007 | 0.18762 | 0.18762 | 999 | 0.55649 | 0.45891 | 0.27129 | 0.27129 | 999 | 0.533 | 6.7114 | 6.7114 | -1 | 0.10965 | 999 | 25 | 25 | -1 | 14.6007 | 0.55649 | 0.10965 | 505.6926 | 0.10965 | 0.44685 | 0 | 144.6%
| 5340 | 14.6281 | 0.18727 | 0.18727 | 999 | 0.55649 | 0.45909 | 0.27182 | 0.27182 | 999 | 0.534 | 6.7114 | 6.7114 | -1 | 0.10965 | 999 | 25 | 25 | -1 | 14.6281 | 0.55649 | 0.10965 | 506.6414 | 0.10965 | 0.44685 | 0 | 145.2%
| 5350 | 14.6555 | 0.18692 | 0.18692 | 999 | 0.55649 | 0.45927 | 0.27236 | 0.27236 | 999 | 0.535 | 6.7114 | 6.7114 | -1 | 0.10965 | 999 | 25 | 25 | -1 | 14.6555 | 0.55649 | 0.10965 | 507.5901 | 0.10965 | 0.44685 | 0 | 145.7%
| 5360 | 14.6829 | 0.18657 | 0.18657 | 999 | 0.55649 | 0.45945 | 0.27289 | 0.27289 | 999 | 0.536 | 6.7114 | 6.7114 | -1 | 0.10965 | 999 | 25 | 25 | -1 | 14.6829 | 0.55649 | 0.10965 | 508.5389 | 0.10965 | 0.44685 | 0 | 146.3%
| 5370 | 14.7103 | 0.18622 | 0.18622 | 999 | 0.55649 | 0.45963 | 0.27342 | 0.27342 | 999 | 0.537 | 6.7114 | 6.7114 | -1 | 0.10965 | 999 | 25 | 25 | -1 | 14.7103 | 0.55649 | 0.10965 | 509.4877 | 0.10965 | 0.44685 | 0 | 146.8%
| 5380 | 14.7377 | 0.18587 | 0.18587 | 999 | 0.55649 | 0.45981 | 0.27394 | 0.27394 | 999 | 0.538 | 6.7114 | 6.7114 | -1 | 0.10965 | 999 | 25 | 25 | -1 | 14.7377 | 0.55649 | 0.10965 | 510.4364 | 0.10965 | 0.44685 | 0 | 147.4%
| 5390 | 14.7651 | 0.18553 | 0.18553 | 999 | 0.55649 | 0.45999 | 0.27447 | 0.27447 | 999 | 0.539 | 6.7114 | 6.7114 | -1 | 0.10965 | 999 | 25 | 25 | -1 | 14.7651 | 0.55649 | 0.10965 | 511.3852 | 0.10965 | 0.44685 | 0 | 147.9%
| 5400 | 14.7925 | 0.18519 | 0.18519 | 999 | 0.55649 | 0.46017 | 0.27499 | 0.27499 | 999 | 0.54 | 6.7114 | 6.7114 | -1 | 0.10965 | 999 | 25 | 25 | -1 | 14.7925 | 0.55649 | 0.10965 | 512.334 | 0.10965 | 0.44685 | 0 | 148.5%
| 5410 | 14.8199 | 0.18484 | 0.18484 | 999 | 0.55649 | 0.46035 | 0.27551 | 0.27551 | 999 | 0.541 | 6.7114 | 6.7114 | -1 | 0.10965 | 999 | 25 | 25 | -1 | 14.8199 | 0.55649 | 0.10965 | 513.2827 | 0.10965 | 0.44685 | 0 | 149%
| 5420 | 14.8473 | 0.1845 | 0.1845 | 999 | 0.55649 | 0.46053 | 0.27603 | 0.27603 | 999 | 0.542 | 6.7114 | 6.7114 | -1 | 0.10965 | 999 | 25 | 25 | -1 | 14.8473 | 0.55649 | 0.10965 | 514.2315 | 0.10965 | 0.44685 | 0 | 149.6%
| 5430 | 14.8747 | 0.18416 | 0.18416 | 999 | 0.55649 | 0.46071 | 0.27654 | 0.27654 | 999 | 0.543 | 6.7114 | 6.7114 | -1 | 0.10965 | 999 | 25 | 25 | -1 | 14.8747 | 0.55649 | 0.10965 | 515.1803 | 0.10965 | 0.44685 | 0 | 150.2%
| 5440 | 14.9021 | 0.18382 | 0.18382 | 999 | 0.55649 | 0.46088 | 0.27706 | 0.27706 | 999 | 0.544 | 6.7114 | 6.7114 | -1 | 0.10965 | 999 | 25 | 25 | -1 | 14.9021 | 0.55649 | 0.10965 | 516.129 | 0.10965 | 0.44685 | 0 | 150.7%
| 5450 | 14.9295 | 0.18349 | 0.18349 | 999 | 0.55649 | 0.46106 | 0.27757 | 0.27757 | 999 | 0.545 | 6.7114 | 6.7114 | -1 | 0.10965 | 999 | 25 | 25 | -1 | 14.9295 | 0.55649 | 0.10965 | 517.0778 | 0.10965 | 0.44685 | 0 | 151.3%
| 5460 | 14.9569 | 0.18315 | 0.18315 | 999 | 0.55649 | 0.46123 | 0.27808 | 0.27808 | 999 | 0.546 | 6.7114 | 6.7114 | -1 | 0.10965 | 999 | 25 | 25 | -1 | 14.9569 | 0.55649 | 0.10965 | 518.0266 | 0.10965 | 0.44685 | 0 | 151.8%
| 5470 | 14.9842 | 0.18282 | 0.18282 | 999 | 0.55649 | 0.46141 | 0.27859 | 0.27859 | 999 | 0.547 | 6.7114 | 6.7114 | -1 | 0.10965 | 999 | 25 | 25 | -1 | 14.9842 | 0.55649 | 0.10965 | 518.9753 | 0.10965 | 0.44685 | 0 | 152.4%
| 5480 | 15.0116 | 0.18248 | 0.18248 | 999 | 0.57194 | 0.46161 | 0.27913 | 0.27913 | 999 | 0.548 | 6.7114 | 6.7114 | -1 | 0.10965 | 999 | 25 | 25 | -1 | 15.0116 | 0.57194 | 0.10965 | 519.9241 | 0.10965 | 0.46229 | 0 | 153%
| 5490 | 15.039 | 0.18215 | 0.18215 | 999 | 0.57194 | 0.46181 | 0.27966 | 0.27966 | 999 | 0.549 | 6.7114 | 6.7114 | -1 | 0.10965 | 999 | 25 | 25 | -1 | 15.039 | 0.57194 | 0.10965 | 520.8729 | 0.10965 | 0.46229 | 0 | 153.5%
| 5500 | 15.0664 | 0.18182 | 0.18182 | 999 | 0.57194 | 0.46201 | 0.28019 | 0.28019 | 999 | 0.55 | 6.7114 | 6.7114 | -1 | 0.10965 | 999 | 25 | 25 | -1 | 15.0664 | 0.57194 | 0.10965 | 521.8216 | 0.10965 | 0.46229 | 0 | 154.1%
| 5510 | 15.0938 | 0.18149 | 0.18149 | 999 | 0.57194 | 0.46221 | 0.28072 | 0.28072 | 999 | 0.551 | 6.7114 | 6.7114 | -1 | 0.10965 | 999 | 25 | 25 | -1 | 15.0938 | 0.57194 | 0.10965 | 522.7704 | 0.10965 | 0.46229 | 0 | 154.7%
| 5520 | 15.1212 | 0.18116 | 0.18116 | 999 | 0.57194 | 0.46241 | 0.28125 | 0.28125 | 999 | 0.552 | 6.7114 | 6.7114 | -1 | 0.10965 | 999 | 25 | 25 | -1 | 15.1212 | 0.57194 | 0.10965 | 523.7192 | 0.10965 | 0.46229 | 0 | 155.2%
| 5530 | 15.1486 | 0.18083 | 0.18083 | 999 | 0.57194 | 0.4626 | 0.28177 | 0.28177 | 999 | 0.553 | 6.7114 | 6.7114 | -1 | 0.10965 | 999 | 25 | 25 | -1 | 15.1486 | 0.57194 | 0.10965 | 524.6679 | 0.10965 | 0.46229 | 0 | 155.8%
| 5540 | 15.176 | 0.18051 | 0.18051 | 999 | 0.57194 | 0.4628 | 0.2823 | 0.2823 | 999 | 0.554 | 6.7114 | 6.7114 | -1 | 0.10965 | 999 | 25 | 25 | -1 | 15.176 | 0.57194 | 0.10965 | 525.6167 | 0.10965 | 0.46229 | 0 | 156.4%
| 5550 | 15.2034 | 0.18018 | 0.18018 | 999 | 0.57194 | 0.463 | 0.28282 | 0.28282 | 999 | 0.555 | 6.7114 | 6.7114 | -1 | 0.10965 | 999 | 25 | 25 | -1 | 15.2034 | 0.57194 | 0.10965 | 526.5655 | 0.10965 | 0.46229 | 0 | 157%
| 5560 | 15.2308 | 0.17986 | 0.17986 | 999 | 0.57194 | 0.46319 | 0.28334 | 0.28334 | 999 | 0.556 | 6.7114 | 6.7114 | -1 | 0.10965 | 999 | 25 | 25 | -1 | 15.2308 | 0.57194 | 0.10965 | 527.5142 | 0.10965 | 0.46229 | 0 | 157.5%
| 5570 | 15.2582 | 0.17953 | 0.17953 | 999 | 0.57194 | 0.46339 | 0.28386 | 0.28386 | 999 | 0.557 | 6.7114 | 6.7114 | -1 | 0.10965 | 999 | 25 | 25 | -1 | 15.2582 | 0.57194 | 0.10965 | 528.463 | 0.10965 | 0.46229 | 0 | 158.1%
| 5580 | 15.2856 | 0.17921 | 0.17921 | 999 | 0.57194 | 0.46358 | 0.28437 | 0.28437 | 999 | 0.558 | 6.7114 | 6.7114 | -1 | 0.10965 | 999 | 25 | 25 | -1 | 15.2856 | 0.57194 | 0.10965 | 529.4118 | 0.10965 | 0.46229 | 0 | 158.7%
| 5590 | 15.313 | 0.17889 | 0.17889 | 999 | 0.57194 | 0.46378 | 0.28489 | 0.28489 | 999 | 0.559 | 6.7114 | 6.7114 | -1 | 0.10965 | 999 | 25 | 25 | -1 | 15.313 | 0.57194 | 0.10965 | 530.3605 | 0.10965 | 0.46229 | 0 | 159.3%
| 5600 | 15.3404 | 0.17857 | 0.17857 | 999 | 0.57194 | 0.46397 | 0.2854 | 0.2854 | 999 | 0.56 | 6.7114 | 6.7114 | -1 | 0.10965 | 999 | 25 | 25 | -1 | 15.3404 | 0.57194 | 0.10965 | 531.3093 | 0.10965 | 0.46229 | 0 | 159.8%
| 5610 | 15.3678 | 0.17825 | 0.17825 | 999 | 0.57194 | 0.46416 | 0.28591 | 0.28591 | 999 | 0.561 | 6.7114 | 6.7114 | -1 | 0.10965 | 999 | 25 | 25 | -1 | 15.3678 | 0.57194 | 0.10965 | 532.2581 | 0.10965 | 0.46229 | 0 | 160.4%
| 5620 | 15.3952 | 0.17794 | 0.17794 | 999 | 0.57194 | 0.46436 | 0.28642 | 0.28642 | 999 | 0.562 | 6.7114 | 6.7114 | -1 | 0.10965 | 999 | 25 | 25 | -1 | 15.3952 | 0.57194 | 0.10965 | 533.2068 | 0.10965 | 0.46229 | 0 | 161%
| 5630 | 15.4225 | 0.17762 | 0.17762 | 999 | 0.57194 | 0.46455 | 0.28693 | 0.28693 | 999 | 0.563 | 6.7114 | 6.7114 | -1 | 0.10965 | 999 | 25 | 25 | -1 | 15.4225 | 0.57194 | 0.10965 | 534.1556 | 0.10965 | 0.46229 | 0 | 161.5%
| 5640 | 15.4499 | 0.1773 | 0.1773 | 999 | 0.57194 | 0.46474 | 0.28743 | 0.28743 | 999 | 0.564 | 6.7114 | 6.7114 | -1 | 0.10965 | 999 | 25 | 25 | -1 | 15.4499 | 0.57194 | 0.10965 | 535.1044 | 0.10965 | 0.46229 | 0 | 162.1%
| 5650 | 15.4773 | 0.17699 | 0.17699 | 999 | 0.57194 | 0.46493 | 0.28794 | 0.28794 | 999 | 0.565 | 6.7114 | 6.7114 | -1 | 0.10965 | 999 | 25 | 25 | -1 | 15.4773 | 0.57194 | 0.10965 | 536.0531 | 0.10965 | 0.46229 | 0 | 162.7%
| 5660 | 15.5047 | 0.17668 | 0.17668 | 999 | 0.57194 | 0.46512 | 0.28844 | 0.28844 | 999 | 0.566 | 6.7114 | 6.7114 | -1 | 0.10965 | 999 | 25 | 25 | -1 | 15.5047 | 0.57194 | 0.10965 | 537.0019 | 0.10965 | 0.46229 | 0 | 163.3%
| 5670 | 15.5321 | 0.17637 | 0.17637 | 999 | 0.57194 | 0.4653 | 0.28894 | 0.28894 | 999 | 0.567 | 6.7114 | 6.7114 | -1 | 0.10965 | 999 | 25 | 25 | -1 | 15.5321 | 0.57194 | 0.10965 | 537.9507 | 0.10965 | 0.46229 | 0 | 163.8%
| 5680 | 15.5595 | 0.17606 | 0.17606 | 999 | 0.57194 | 0.46549 | 0.28944 | 0.28944 | 999 | 0.568 | 6.7114 | 6.7114 | -1 | 0.10965 | 999 | 25 | 25 | -1 | 15.5595 | 0.57194 | 0.10965 | 538.8994 | 0.10965 | 0.46229 | 0 | 164.4%
| 5690 | 15.5869 | 0.17575 | 0.17575 | 999 | 0.57194 | 0.46568 | 0.28993 | 0.28993 | 999 | 0.569 | 6.7114 | 6.7114 | -1 | 0.10965 | 999 | 25 | 25 | -1 | 15.5869 | 0.57194 | 0.10965 | 539.8482 | 0.10965 | 0.46229 | 0 | 165%
| 5700 | 15.6143 | 0.17544 | 0.17544 | 999 | 0.57194 | 0.46587 | 0.29043 | 0.29043 | 999 | 0.57 | 6.7114 | 6.7114 | -1 | 0.10965 | 999 | 25 | 25 | -1 | 15.6143 | 0.57194 | 0.10965 | 540.797 | 0.10965 | 0.46229 | 0 | 165.5%
| 5710 | 15.6417 | 0.17513 | 0.17513 | 999 | 0.57194 | 0.46605 | 0.29092 | 0.29092 | 999 | 0.571 | 6.7114 | 6.7114 | -1 | 0.10965 | 999 | 25 | 25 | -1 | 15.6417 | 0.57194 | 0.10965 | 541.7457 | 0.10965 | 0.46229 | 0 | 166.1%
| 5720 | 15.6691 | 0.17483 | 0.17483 | 999 | 0.57194 | 0.46624 | 0.29141 | 0.29141 | 999 | 0.572 | 6.7114 | 6.7114 | -1 | 0.10965 | 999 | 25 | 25 | -1 | 15.6691 | 0.57194 | 0.10965 | 542.6945 | 0.10965 | 0.46229 | 0 | 166.7%
| 5730 | 15.6965 | 0.17452 | 0.17452 | 999 | 0.57194 | 0.46642 | 0.2919 | 0.2919 | 999 | 0.573 | 6.7114 | 6.7114 | -1 | 0.10965 | 999 | 25 | 25 | -1 | 15.6965 | 0.57194 | 0.10965 | 543.6433 | 0.10965 | 0.46229 | 0 | 167.3%
| 5740 | 15.7239 | 0.17422 | 0.17422 | 999 | 0.57194 | 0.4666 | 0.29239 | 0.29239 | 999 | 0.574 | 6.7114 | 6.7114 | -1 | 0.10965 | 999 | 25 | 25 | -1 | 15.7239 | 0.57194 | 0.10965 | 544.592 | 0.10965 | 0.46229 | 0 | 167.8%
| 5750 | 15.7513 | 0.17391 | 0.17391 | 999 | 0.57194 | 0.46679 | 0.29288 | 0.29288 | 999 | 0.575 | 6.7114 | 6.7114 | -1 | 0.10965 | 999 | 25 | 25 | -1 | 15.7513 | 0.57194 | 0.10965 | 545.5408 | 0.10965 | 0.46229 | 0 | 168.4%
| 5760 | 15.7787 | 0.17361 | 0.17361 | 999 | 0.57194 | 0.46697 | 0.29336 | 0.29336 | 999 | 0.576 | 6.7114 | 6.7114 | -1 | 0.10965 | 999 | 25 | 25 | -1 | 15.7787 | 0.57194 | 0.10965 | 546.4896 | 0.10965 | 0.46229 | 0 | 169%
| 5770 | 15.8061 | 0.17331 | 0.17331 | 999 | 0.57194 | 0.46715 | 0.29384 | 0.29384 | 999 | 0.577 | 6.7114 | 6.7114 | -1 | 0.10965 | 999 | 25 | 25 | -1 | 15.8061 | 0.57194 | 0.10965 | 547.4383 | 0.10965 | 0.46229 | 0 | 169.5%
| 5780 | 15.8334 | 0.17301 | 0.17301 | 999 | 0.57194 | 0.46733 | 0.29432 | 0.29432 | 999 | 0.578 | 6.7114 | 6.7114 | -1 | 0.10965 | 999 | 25 | 25 | -1 | 15.8334 | 0.57194 | 0.10965 | 548.3871 | 0.10965 | 0.46229 | 0 | 170.1%
| 5790 | 15.8608 | 0.17271 | 0.17271 | 999 | 0.57194 | 0.46751 | 0.2948 | 0.2948 | 999 | 0.579 | 6.7114 | 6.7114 | -1 | 0.10965 | 999 | 25 | 25 | -1 | 15.8608 | 0.57194 | 0.10965 | 549.3359 | 0.10965 | 0.46229 | 0 | 170.7%
| 5800 | 15.8882 | 0.17241 | 0.17241 | 999 | 0.57194 | 0.46769 | 0.29528 | 0.29528 | 999 | 0.58 | 6.7114 | 6.7114 | -1 | 0.10965 | 999 | 25 | 25 | -1 | 15.8882 | 0.57194 | 0.10965 | 550.2846 | 0.10965 | 0.46229 | 0 | 171.3%
| 5810 | 15.9156 | 0.17212 | 0.17212 | 999 | 0.57194 | 0.46787 | 0.29576 | 0.29576 | 999 | 0.581 | 6.7114 | 6.7114 | -1 | 0.10965 | 999 | 25 | 25 | -1 | 15.9156 | 0.57194 | 0.10965 | 551.2334 | 0.10965 | 0.46229 | 0 | 171.8%
| 5820 | 15.943 | 0.17182 | 0.17182 | 999 | 0.57194 | 0.46805 | 0.29623 | 0.29623 | 999 | 0.582 | 6.7114 | 6.7114 | -1 | 0.10965 | 999 | 25 | 25 | -1 | 15.943 | 0.57194 | 0.10965 | 552.1822 | 0.10965 | 0.46229 | 0 | 172.4%
| 5830 | 15.9704 | 0.17153 | 0.17153 | 999 | 0.57194 | 0.56883 | 0.3973 | 0.3973 | 999 | 0.583 | 6.7114 | 6.7114 | -1 | 0.10965 | 999 | 25 | 25 | -1 | 15.9704 | 0.57194 | 0.10965 | 553.1309 | 0.10965 | 0.46229 | 0 | 231.6%
| 5840 | 15.9978 | 0.17123 | 0.17123 | 999 | 0.57194 | 0.56883 | 0.3976 | 0.3976 | 999 | 0.584 | 6.7114 | 6.7114 | -1 | 0.10965 | 999 | 25 | 25 | -1 | 15.9978 | 0.57194 | 0.10965 | 554.0797 | 0.10965 | 0.46229 | 0 | 232.2%
| 5850 | 16.0252 | 0.17094 | 0.17094 | 999 | 0.58776 | 0.56883 | 0.39789 | 0.39789 | 999 | 0.585 | 6.7114 | 6.7114 | -1 | 0.10965 | 999 | 25 | 25 | -1 | 16.0252 | 0.58776 | 0.10965 | 555.0285 | 0.10965 | 0.47812 | 0 | 232.8%
| 5860 | 16.0526 | 0.17065 | 0.17065 | 999 | 0.58776 | 0.56883 | 0.39818 | 0.39818 | 999 | 0.586 | 6.7114 | 6.7114 | -1 | 0.10965 | 999 | 25 | 25 | -1 | 16.0526 | 0.58776 | 0.10965 | 555.9772 | 0.10965 | 0.47812 | 0 | 233.3%
| 5870 | 16.08 | 0.17036 | 0.17036 | 999 | 0.58776 | 0.56883 | 0.39847 | 0.39847 | 999 | 0.587 | 6.7114 | 6.7114 | -1 | 0.10965 | 999 | 25 | 25 | -1 | 16.08 | 0.58776 | 0.10965 | 556.926 | 0.10965 | 0.47812 | 0 | 233.9%
| 5880 | 16.1074 | 0.17007 | 0.17007 | 999 | 0.58776 | 0.56883 | 0.39876 | 0.39876 | 999 | 0.588 | 6.7114 | 6.7114 | -1 | 0.10965 | 999 | 25 | 25 | -1 | 16.1074 | 0.58776 | 0.10965 | 557.8748 | 0.10965 | 0.47812 | 0 | 234.5%
| 5890 | 16.1348 | 0.16978 | 0.16978 | 999 | 0.58776 | 0.56883 | 0.39905 | 0.39905 | 999 | 0.589 | 6.7114 | 6.7114 | -1 | 0.10965 | 999 | 25 | 25 | -1 | 16.1348 | 0.58776 | 0.10965 | 558.8235 | 0.10965 | 0.47812 | 0 | 235%
| 5900 | 16.1622 | 0.16949 | 0.16949 | 999 | 0.58776 | 0.56883 | 0.39934 | 0.39934 | 999 | 0.59 | 6.7114 | 6.7114 | -1 | 0.10965 | 999 | 25 | 25 | -1 | 16.1622 | 0.58776 | 0.10965 | 559.7723 | 0.10965 | 0.47812 | 0 | 235.6%
| 5910 | 16.1896 | 0.1692 | 0.1692 | 999 | 0.58776 | 0.56883 | 0.39963 | 0.39963 | 999 | 0.591 | 6.7114 | 6.7114 | -1 | 0.10965 | 999 | 25 | 25 | -1 | 16.1896 | 0.58776 | 0.10965 | 560.7211 | 0.10965 | 0.47812 | 0 | 236.2%
| 5920 | 16.217 | 0.16892 | 0.16892 | 999 | 0.58776 | 0.56883 | 0.39991 | 0.39991 | 999 | 0.592 | 6.7114 | 6.7114 | -1 | 0.10965 | 999 | 25 | 25 | -1 | 16.217 | 0.58776 | 0.10965 | 561.6698 | 0.10965 | 0.47812 | 0 | 236.7%
| 5930 | 16.2444 | 0.16863 | 0.16863 | 999 | 0.58776 | 0.56883 | 0.4002 | 0.4002 | 999 | 0.593 | 6.7114 | 6.7114 | -1 | 0.10965 | 999 | 25 | 25 | -1 | 16.2444 | 0.58776 | 0.10965 | 562.6186 | 0.10965 | 0.47812 | 0 | 237.3%
| 5940 | 16.2717 | 0.16835 | 0.16835 | 999 | 0.58776 | 0.56883 | 0.40048 | 0.40048 | 999 | 0.594 | 6.7114 | 6.7114 | -1 | 0.10965 | 999 | 25 | 25 | -1 | 16.2717 | 0.58776 | 0.10965 | 563.5674 | 0.10965 | 0.47812 | 0 | 237.9%
| 5950 | 16.2991 | 0.16807 | 0.16807 | 999 | 0.58776 | 0.56883 | 0.40076 | 0.40076 | 999 | 0.595 | 6.7114 | 6.7114 | -1 | 0.10965 | 999 | 25 | 25 | -1 | 16.2991 | 0.58776 | 0.10965 | 564.5161 | 0.10965 | 0.47812 | 0 | 238.5%
| 5960 | 16.3265 | 0.16779 | 0.16779 | 999 | 0.58776 | 0.56883 | 0.40105 | 0.40105 | 999 | 0.596 | 6.7114 | 6.7114 | -1 | 0.10965 | 999 | 25 | 25 | -1 | 16.3265 | 0.58776 | 0.10965 | 565.4649 | 0.10965 | 0.47812 | 0 | 239%
| 5970 | 16.3539 | 0.1675 | 0.1675 | 999 | 0.58776 | 0.56883 | 0.40133 | 0.40133 | 999 | 0.597 | 6.7114 | 6.7114 | -1 | 0.10965 | 999 | 25 | 25 | -1 | 16.3539 | 0.58776 | 0.10965 | 566.4137 | 0.10965 | 0.47812 | 0 | 239.6%
| 5980 | 16.3813 | 0.16722 | 0.16722 | 999 | 0.58776 | 0.56883 | 0.40161 | 0.40161 | 999 | 0.598 | 6.7114 | 6.7114 | -1 | 0.10965 | 999 | 25 | 25 | -1 | 16.3813 | 0.58776 | 0.10965 | 567.3624 | 0.10965 | 0.47812 | 0 | 240.2%
| 5990 | 16.4087 | 0.16694 | 0.16694 | 999 | 0.58776 | 0.56883 | 0.40189 | 0.40189 | 999 | 0.599 | 6.7114 | 6.7114 | -1 | 0.10965 | 999 | 25 | 25 | -1 | 16.4087 | 0.58776 | 0.10965 | 568.3112 | 0.10965 | 0.47812 | 0 | 240.7%
| 6000 | 16.4361 | 0.16667 | 0.16667 | 999 | 0.58776 | 0.56883 | 0.40216 | 0.40216 | 999 | 0.6 | 6.7114 | 6.7114 | -1 | 0.10965 | 999 | 25 | 25 | -1 | 16.4361 | 0.58776 | 0.10965 | 569.26 | 0.10965 | 0.47812 | 0 | 241.3%
| 6010 | 16.4635 | 0.16639 | 0.16639 | 999 | 0.58776 | 0.56883 | 0.40244 | 0.40244 | 999 | 0.601 | 6.7114 | 6.7114 | -1 | 0.10965 | 999 | 25 | 25 | -1 | 16.4635 | 0.58776 | 0.10965 | 570.2087 | 0.10965 | 0.47812 | 0 | 241.9%
| 6020 | 16.4909 | 0.16611 | 0.16611 | 999 | 0.58776 | 0.56883 | 0.40272 | 0.40272 | 999 | 0.602 | 6.7114 | 6.7114 | -1 | 0.10965 | 999 | 25 | 25 | -1 | 16.4909 | 0.58776 | 0.10965 | 571.1575 | 0.10965 | 0.47812 | 0 | 242.4%
| 6030 | 16.5183 | 0.16584 | 0.16584 | 999 | 0.58776 | 0.56883 | 0.40299 | 0.40299 | 999 | 0.603 | 6.7114 | 6.7114 | -1 | 0.10965 | 999 | 25 | 25 | -1 | 16.5183 | 0.58776 | 0.10965 | 572.1063 | 0.10965 | 0.47812 | 0 | 243%
| 6040 | 16.5457 | 0.16556 | 0.16556 | 999 | 0.58776 | 0.56883 | 0.40327 | 0.40327 | 999 | 0.604 | 6.7114 | 6.7114 | -1 | 0.10965 | 999 | 25 | 25 | -1 | 16.5457 | 0.58776 | 0.10965 | 573.055 | 0.10965 | 0.47812 | 0 | 243.6%
| 6050 | 16.5731 | 0.16529 | 0.16529 | 999 | 0.58776 | 0.56883 | 0.40354 | 0.40354 | 999 | 0.605 | 6.7114 | 6.7114 | -1 | 0.10965 | 999 | 25 | 25 | -1 | 16.5731 | 0.58776 | 0.10965 | 574.0038 | 0.10965 | 0.47812 | 0 | 244.1%
| 6060 | 16.6005 | 0.16502 | 0.16502 | 999 | 0.58776 | 0.56883 | 0.40381 | 0.40381 | 999 | 0.606 | 6.7114 | 6.7114 | -1 | 0.10965 | 999 | 25 | 25 | -1 | 16.6005 | 0.58776 | 0.10965 | 574.9526 | 0.10965 | 0.47812 | 0 | 244.7%
| 6070 | 16.6279 | 0.16474 | 0.16474 | 999 | 0.58776 | 0.56883 | 0.40409 | 0.40409 | 999 | 0.607 | 6.7114 | 6.7114 | -1 | 0.10965 | 999 | 25 | 25 | -1 | 16.6279 | 0.58776 | 0.10965 | 575.9013 | 0.10965 | 0.47812 | 0 | 245.3%
| 6080 | 16.6553 | 0.16447 | 0.16447 | 999 | 0.58776 | 0.56883 | 0.40436 | 0.40436 | 999 | 0.608 | 6.7114 | 6.7114 | -1 | 0.10965 | 999 | 25 | 25 | -1 | 16.6553 | 0.58776 | 0.10965 | 576.8501 | 0.10965 | 0.47812 | 0 | 245.8%
| 6090 | 16.6826 | 0.1642 | 0.1642 | 999 | 0.58776 | 0.56883 | 0.40463 | 0.40463 | 999 | 0.609 | 6.7114 | 6.7114 | -1 | 0.10965 | 999 | 25 | 25 | -1 | 16.6826 | 0.58776 | 0.10965 | 577.7989 | 0.10965 | 0.47812 | 0 | 246.4%
| 6100 | 16.71 | 0.16393 | 0.16393 | 999 | 0.58776 | 0.56883 | 0.4049 | 0.4049 | 999 | 0.61 | 6.7114 | 6.7114 | -1 | 0.10965 | 999 | 25 | 25 | -1 | 16.71 | 0.58776 | 0.10965 | 578.7476 | 0.10965 | 0.47812 | 0 | 247%
| 6110 | 16.7374 | 0.16367 | 0.16367 | 999 | 0.58776 | 0.56883 | 0.40516 | 0.40516 | 999 | 0.611 | 6.7114 | 6.7114 | -1 | 0.10965 | 999 | 25 | 25 | -1 | 16.7374 | 0.58776 | 0.10965 | 579.6964 | 0.10965 | 0.47812 | 0 | 247.6%
| 6120 | 16.7648 | 0.1634 | 0.1634 | 999 | 0.58776 | 0.56883 | 0.40543 | 0.40543 | 999 | 0.612 | 6.7114 | 6.7114 | -1 | 0.10965 | 999 | 25 | 25 | -1 | 16.7648 | 0.58776 | 0.10965 | 580.6452 | 0.10965 | 0.47812 | 0 | 248.1%
| 6130 | 16.7922 | 0.16313 | 0.16313 | 999 | 0.58776 | 0.56883 | 0.4057 | 0.4057 | 999 | 0.613 | 6.7114 | 6.7114 | -1 | 0.10965 | 999 | 25 | 25 | -1 | 16.7922 | 0.58776 | 0.10965 | 581.5939 | 0.10965 | 0.47812 | 0 | 248.7%
| 6140 | 16.8196 | 0.16287 | 0.16287 | 999 | 0.58776 | 0.56883 | 0.40596 | 0.40596 | 999 | 0.614 | 6.7114 | 6.7114 | -1 | 0.10965 | 999 | 25 | 25 | -1 | 16.8196 | 0.58776 | 0.10965 | 582.5427 | 0.10965 | 0.47812 | 0 | 249.3%
| 6150 | 16.847 | 0.1626 | 0.1626 | 999 | 0.58776 | 0.56883 | 0.40623 | 0.40623 | 999 | 0.615 | 6.7114 | 6.7114 | -1 | 0.10965 | 999 | 25 | 25 | -1 | 16.847 | 0.58776 | 0.10965 | 583.4915 | 0.10965 | 0.47812 | 0 | 249.8%
| 6160 | 16.8744 | 0.16234 | 0.16234 | 999 | 0.58776 | 0.56883 | 0.40649 | 0.40649 | 999 | 0.616 | 6.7114 | 6.7114 | -1 | 0.10965 | 999 | 25 | 25 | -1 | 16.8744 | 0.58776 | 0.10965 | 584.4402 | 0.10965 | 0.47812 | 0 | 250.4%
| 6170 | 16.9018 | 0.16207 | 0.16207 | 999 | 0.58776 | 0.56883 | 0.40676 | 0.40676 | 999 | 0.617 | 6.7114 | 6.7114 | -1 | 0.10965 | 999 | 25 | 25 | -1 | 16.9018 | 0.58776 | 0.10965 | 585.389 | 0.10965 | 0.47812 | 0 | 251%
| 6180 | 16.9292 | 0.16181 | 0.16181 | 999 | 0.58776 | 0.56883 | 0.40702 | 0.40702 | 999 | 0.618 | 6.7114 | 6.7114 | -1 | 0.10965 | 999 | 25 | 25 | -1 | 16.9292 | 0.58776 | 0.10965 | 586.3378 | 0.10965 | 0.47812 | 0 | 251.5%
| 6190 | 16.9566 | 0.16155 | 0.16155 | 999 | 0.58776 | 0.56883 | 0.40728 | 0.40728 | 999 | 0.619 | 6.7114 | 6.7114 | -1 | 0.10965 | 999 | 25 | 25 | -1 | 16.9566 | 0.58776 | 0.10965 | 587.2865 | 0.10965 | 0.47812 | 0 | 252.1%
| 6200 | 16.984 | 0.16129 | 0.16129 | 999 | 0.58776 | 0.56883 | 0.40754 | 0.40754 | 999 | 0.62 | 6.7114 | 6.7114 | -1 | 0.10965 | 999 | 25 | 25 | -1 | 16.984 | 0.58776 | 0.10965 | 588.2353 | 0.10965 | 0.47812 | 0 | 252.7%
| 6210 | 17.0114 | 0.16103 | 0.16103 | 999 | 0.60399 | 0.56883 | 0.4078 | 0.4078 | 999 | 0.621 | 6.7114 | 6.7114 | -1 | 0.10965 | 999 | 25 | 25 | -1 | 17.0114 | 0.60399 | 0.10965 | 589.1841 | 0.10965 | 0.49434 | 0 | 253.2%
| 6220 | 17.0388 | 0.16077 | 0.16077 | 999 | 0.60399 | 0.56883 | 0.40806 | 0.40806 | 999 | 0.622 | 6.7114 | 6.7114 | -1 | 0.10965 | 999 | 25 | 25 | -1 | 17.0388 | 0.60399 | 0.10965 | 590.1328 | 0.10965 | 0.49434 | 0 | 253.8%
| 6230 | 17.0662 | 0.16051 | 0.16051 | 999 | 0.60399 | 0.56883 | 0.40832 | 0.40832 | 999 | 0.623 | 6.7114 | 6.7114 | -1 | 0.10965 | 999 | 25 | 25 | -1 | 17.0662 | 0.60399 | 0.10965 | 591.0816 | 0.10965 | 0.49434 | 0 | 254.4%
| 6240 | 17.0935 | 0.16026 | 0.16026 | 999 | 0.60399 | 0.56883 | 0.40857 | 0.40857 | 999 | 0.624 | 6.7114 | 6.7114 | -1 | 0.10965 | 999 | 25 | 25 | -1 | 17.0935 | 0.60399 | 0.10965 | 592.0304 | 0.10965 | 0.49434 | 0 | 255%
| 6250 | 17.1209 | 0.16 | 0.16 | 999 | 0.60399 | 0.56883 | 0.40883 | 0.40883 | 999 | 0.625 | 6.7114 | 6.7114 | -1 | 0.10965 | 999 | 25 | 25 | -1 | 17.1209 | 0.60399 | 0.10965 | 592.9791 | 0.10965 | 0.49434 | 0 | 255.5%
| 6260 | 17.1483 | 0.15974 | 0.15974 | 999 | 0.60399 | 0.56883 | 0.40909 | 0.40909 | 999 | 0.626 | 6.7114 | 6.7114 | -1 | 0.10965 | 999 | 25 | 25 | -1 | 17.1483 | 0.60399 | 0.10965 | 593.9279 | 0.10965 | 0.49434 | 0 | 256.1%
| 6270 | 17.1757 | 0.15949 | 0.15949 | 999 | 0.60399 | 0.56883 | 0.40934 | 0.40934 | 999 | 0.627 | 6.7114 | 6.7114 | -1 | 0.10965 | 999 | 25 | 25 | -1 | 17.1757 | 0.60399 | 0.10965 | 594.8767 | 0.10965 | 0.49434 | 0 | 256.7%
| 6280 | 17.2031 | 0.15924 | 0.15924 | 999 | 0.60399 | 0.56883 | 0.40959 | 0.40959 | 999 | 0.628 | 6.7114 | 6.7114 | -1 | 0.10965 | 999 | 25 | 25 | -1 | 17.2031 | 0.60399 | 0.10965 | 595.8254 | 0.10965 | 0.49434 | 0 | 257.2%
| 6290 | 17.2305 | 0.15898 | 0.15898 | 999 | 0.60399 | 0.56883 | 0.40985 | 0.40985 | 999 | 0.629 | 6.7114 | 6.7114 | -1 | 0.10965 | 999 | 25 | 25 | -1 | 17.2305 | 0.60399 | 0.10965 | 596.7742 | 0.10965 | 0.49434 | 0 | 257.8%
| 6300 | 17.2579 | 0.15873 | 0.15873 | 999 | 0.60399 | 0.56883 | 0.4101 | 0.4101 | 999 | 0.63 | 6.7114 | 6.7114 | -1 | 0.10965 | 999 | 25 | 25 | -1 | 17.2579 | 0.60399 | 0.10965 | 597.723 | 0.10965 | 0.49434 | 0 | 258.4%
| 6310 | 17.2853 | 0.15848 | 0.15848 | 999 | 0.60399 | 0.56883 | 0.41035 | 0.41035 | 999 | 0.631 | 6.7114 | 6.7114 | -1 | 0.10965 | 999 | 25 | 25 | -1 | 17.2853 | 0.60399 | 0.10965 | 598.6717 | 0.10965 | 0.49434 | 0 | 258.9%
| 6320 | 17.3127 | 0.15823 | 0.15823 | 999 | 0.60399 | 0.56883 | 0.4106 | 0.4106 | 999 | 0.632 | 6.7114 | 6.7114 | -1 | 0.10965 | 999 | 25 | 25 | -1 | 17.3127 | 0.60399 | 0.10965 | 599.6205 | 0.10965 | 0.49434 | 0 | 259.5%
| 6330 | 17.3401 | 0.15798 | 0.15798 | 999 | 0.60399 | 0.56883 | 0.41085 | 0.41085 | 999 | 0.633 | 6.7114 | 6.7114 | -1 | 0.10965 | 999 | 25 | 25 | -1 | 17.3401 | 0.60399 | 0.10965 | 600.5693 | 0.10965 | 0.49434 | 0 | 260.1%
| 6340 | 17.3675 | 0.15773 | 0.15773 | 999 | 0.60399 | 0.56883 | 0.4111 | 0.4111 | 999 | 0.634 | 6.7114 | 6.7114 | -1 | 0.10965 | 999 | 25 | 25 | -1 | 17.3675 | 0.60399 | 0.10965 | 601.518 | 0.10965 | 0.49434 | 0 | 260.6%
| 6350 | 17.3949 | 0.15748 | 0.15748 | 999 | 0.60399 | 0.56883 | 0.41135 | 0.41135 | 999 | 0.635 | 6.7114 | 6.7114 | -1 | 0.10965 | 999 | 25 | 25 | -1 | 17.3949 | 0.60399 | 0.10965 | 602.4668 | 0.10965 | 0.49434 | 0 | 261.2%
| 6360 | 17.4223 | 0.15723 | 0.15723 | 999 | 0.60399 | 0.56883 | 0.4116 | 0.4116 | 999 | 0.636 | 6.7114 | 6.7114 | -1 | 0.10965 | 999 | 25 | 25 | -1 | 17.4223 | 0.60399 | 0.10965 | 603.4156 | 0.10965 | 0.49434 | 0 | 261.8%
| 6370 | 17.4497 | 0.15699 | 0.15699 | 999 | 0.60399 | 0.56883 | 0.41184 | 0.41184 | 999 | 0.637 | 6.7114 | 6.7114 | -1 | 0.10965 | 999 | 25 | 25 | -1 | 17.4497 | 0.60399 | 0.10965 | 604.3643 | 0.10965 | 0.49434 | 0 | 262.3%
| 6380 | 17.4771 | 0.15674 | 0.15674 | 999 | 0.60399 | 0.56883 | 0.41209 | 0.41209 | 999 | 0.638 | 6.7114 | 6.7114 | -1 | 0.10965 | 999 | 25 | 25 | -1 | 17.4771 | 0.60399 | 0.10965 | 605.3131 | 0.10965 | 0.49434 | 0 | 262.9%
| 6390 | 17.5045 | 0.15649 | 0.15649 | 999 | 0.60399 | 0.56883 | 0.41234 | 0.41234 | 999 | 0.639 | 6.7114 | 6.7114 | -1 | 0.10965 | 999 | 25 | 25 | -1 | 17.5045 | 0.60399 | 0.10965 | 606.2619 | 0.10965 | 0.49434 | 0 | 263.5%
| 6400 | 17.5318 | 0.15625 | 0.15625 | 999 | 0.60399 | 0.56883 | 0.41258 | 0.41258 | 999 | 0.64 | 6.7114 | 6.7114 | -1 | 0.10965 | 999 | 25 | 25 | -1 | 17.5318 | 0.60399 | 0.10965 | 607.2106 | 0.10965 | 0.49434 | 0 | 264.1%
| 6410 | 17.5592 | 0.15601 | 0.15601 | 999 | 0.60399 | 0.56883 | 0.41282 | 0.41282 | 999 | 0.641 | 6.7114 | 6.7114 | -1 | 0.10965 | 999 | 25 | 25 | -1 | 17.5592 | 0.60399 | 0.10965 | 608.1594 | 0.10965 | 0.49434 | 0 | 264.6%
| 6420 | 17.5866 | 0.15576 | 0.15576 | 999 | 0.60399 | 0.56883 | 0.41307 | 0.41307 | 999 | 0.642 | 6.7114 | 6.7114 | -1 | 0.10965 | 999 | 25 | 25 | -1 | 17.5866 | 0.60399 | 0.10965 | 609.1082 | 0.10965 | 0.49434 | 0 | 265.2%
| 6430 | 17.614 | 0.15552 | 0.15552 | 999 | 0.60399 | 0.56883 | 0.41331 | 0.41331 | 999 | 0.643 | 6.7114 | 6.7114 | -1 | 0.10965 | 999 | 25 | 25 | -1 | 17.614 | 0.60399 | 0.10965 | 610.0569 | 0.10965 | 0.49434 | 0 | 265.8%
| 6440 | 17.6414 | 0.15528 | 0.15528 | 999 | 0.60399 | 0.56883 | 0.41355 | 0.41355 | 999 | 0.644 | 6.7114 | 6.7114 | -1 | 0.10965 | 999 | 25 | 25 | -1 | 17.6414 | 0.60399 | 0.10965 | 611.0057 | 0.10965 | 0.49434 | 0 | 266.3%
| 6450 | 17.6688 | 0.15504 | 0.15504 | 999 | 0.60399 | 0.56883 | 0.41379 | 0.41379 | 999 | 0.645 | 6.7114 | 6.7114 | -1 | 0.10965 | 999 | 25 | 25 | -1 | 17.6688 | 0.60399 | 0.10965 | 611.9545 | 0.10965 | 0.49434 | 0 | 266.9%
| 6460 | 17.6962 | 0.1548 | 0.1548 | 999 | 0.60399 | 0.56883 | 0.41403 | 0.41403 | 999 | 0.646 | 6.7114 | 6.7114 | -1 | 0.10965 | 999 | 25 | 25 | -1 | 17.6962 | 0.60399 | 0.10965 | 612.9032 | 0.10965 | 0.49434 | 0 | 267.5%
| 6470 | 17.7236 | 0.15456 | 0.15456 | 999 | 0.60399 | 0.56883 | 0.41427 | 0.41427 | 999 | 0.647 | 6.7114 | 6.7114 | -1 | 0.10965 | 999 | 25 | 25 | -1 | 17.7236 | 0.60399 | 0.10965 | 613.852 | 0.10965 | 0.49434 | 0 | 268%
| 6480 | 17.751 | 0.15432 | 0.15432 | 999 | 0.60399 | 0.56883 | 0.41451 | 0.41451 | 999 | 0.648 | 6.7114 | 6.7114 | -1 | 0.10965 | 999 | 25 | 25 | -1 | 17.751 | 0.60399 | 0.10965 | 614.8008 | 0.10965 | 0.49434 | 0 | 268.6%
| 6490 | 17.7784 | 0.15408 | 0.15408 | 999 | 0.60399 | 0.56883 | 0.41475 | 0.41475 | 999 | 0.649 | 6.7114 | 6.7114 | -1 | 0.10965 | 999 | 25 | 25 | -1 | 17.7784 | 0.60399 | 0.10965 | 615.7495 | 0.10965 | 0.49434 | 0 | 269.2%
| 6500 | 17.8058 | 0.15385 | 0.15385 | 999 | 0.60399 | 0.56883 | 0.41498 | 0.41498 | 999 | 0.65 | 6.7114 | 6.7114 | -1 | 0.10965 | 999 | 25 | 25 | -1 | 17.8058 | 0.60399 | 0.10965 | 616.6983 | 0.10965 | 0.49434 | 0 | 269.7%
| 6510 | 17.8332 | 0.15361 | 0.15361 | 999 | 0.60399 | 0.56883 | 0.41522 | 0.41522 | 999 | 0.651 | 6.7114 | 6.7114 | -1 | 0.10965 | 999 | 25 | 25 | -1 | 17.8332 | 0.60399 | 0.10965 | 617.6471 | 0.10965 | 0.49434 | 0 | 270.3%
| 6520 | 17.8606 | 0.15337 | 0.15337 | 999 | 0.60399 | 0.56883 | 0.41546 | 0.41546 | 999 | 0.652 | 6.7114 | 6.7114 | -1 | 0.10965 | 999 | 25 | 25 | -1 | 17.8606 | 0.60399 | 0.10965 | 618.5958 | 0.10965 | 0.49434 | 0 | 270.9%
| 6530 | 17.888 | 0.15314 | 0.15314 | 999 | 0.60399 | 0.56883 | 0.41569 | 0.41569 | 999 | 0.653 | 6.7114 | 6.7114 | -1 | 0.10965 | 999 | 25 | 25 | -1 | 17.888 | 0.60399 | 0.10965 | 619.5446 | 0.10965 | 0.49434 | 0 | 271.4%
| 6540 | 17.9154 | 0.15291 | 0.15291 | 999 | 0.60399 | 0.56883 | 0.41593 | 0.41593 | 999 | 0.654 | 6.7114 | 6.7114 | -1 | 0.10965 | 999 | 25 | 25 | -1 | 17.9154 | 0.60399 | 0.10965 | 620.4934 | 0.10965 | 0.49434 | 0 | 272%
| 6550 | 17.9427 | 0.15267 | 0.15267 | 999 | 0.60399 | 0.56883 | 0.41616 | 0.41616 | 999 | 0.655 | 6.7114 | 6.7114 | -1 | 0.10965 | 999 | 25 | 25 | -1 | 17.9427 | 0.60399 | 0.10965 | 621.4421 | 0.10965 | 0.49434 | 0 | 272.6%
| 6560 | 17.9701 | 0.15244 | 0.15244 | 999 | 0.60399 | 0.56883 | 0.41639 | 0.41639 | 999 | 0.656 | 6.7114 | 6.7114 | -1 | 0.10965 | 999 | 25 | 25 | -1 | 17.9701 | 0.60399 | 0.10965 | 622.3909 | 0.10965 | 0.49434 | 0 | 273.2%
| 6570 | 17.9975 | 0.15221 | 0.15221 | 999 | 0.60399 | 0.56883 | 0.41662 | 0.41662 | 999 | 0.657 | 6.7114 | 6.7114 | -1 | 0.10965 | 999 | 25 | 25 | -1 | 17.9975 | 0.60399 | 0.10965 | 623.3397 | 0.10965 | 0.49434 | 0 | 273.7%
| 6580 | 18.0249 | 0.15198 | 0.15198 | 999 | 0.62062 | 0.56883 | 0.41685 | 0.41685 | 999 | 0.658 | 6.7114 | 6.7114 | -1 | 0.10965 | 999 | 25 | 25 | -1 | 18.0249 | 0.62062 | 0.10965 | 624.2884 | 0.10965 | 0.51097 | 0 | 274.3%
| 6590 | 18.0523 | 0.15175 | 0.15175 | 999 | 0.62062 | 0.56883 | 0.41709 | 0.41709 | 999 | 0.659 | 6.7114 | 6.7114 | -1 | 0.10965 | 999 | 25 | 25 | -1 | 18.0523 | 0.62062 | 0.10965 | 625.2372 | 0.10965 | 0.51097 | 0 | 274.9%
| 6600 | 18.0797 | 0.15152 | 0.15152 | 999 | 0.62062 | 0.56883 | 0.41732 | 0.41732 | 999 | 0.66 | 6.7114 | 6.7114 | -1 | 0.10965 | 999 | 25 | 25 | -1 | 18.0797 | 0.62062 | 0.10965 | 626.186 | 0.10965 | 0.51097 | 0 | 275.4%
| 6610 | 18.1071 | 0.15129 | 0.15129 | 999 | 0.62062 | 0.56883 | 0.41754 | 0.41754 | 999 | 0.661 | 6.7114 | 6.7114 | -1 | 0.10965 | 999 | 25 | 25 | -1 | 18.1071 | 0.62062 | 0.10965 | 627.1347 | 0.10965 | 0.51097 | 0 | 276%
| 6620 | 18.1345 | 0.15106 | 0.15106 | 999 | 0.62062 | 0.56883 | 0.41777 | 0.41777 | 999 | 0.662 | 6.7114 | 6.7114 | -1 | 0.10965 | 999 | 25 | 25 | -1 | 18.1345 | 0.62062 | 0.10965 | 628.0835 | 0.10965 | 0.51097 | 0 | 276.6%
| 6630 | 18.1619 | 0.15083 | 0.15083 | 999 | 0.62062 | 0.56883 | 0.418 | 0.418 | 999 | 0.663 | 6.7114 | 6.7114 | -1 | 0.10965 | 999 | 25 | 25 | -1 | 18.1619 | 0.62062 | 0.10965 | 629.0323 | 0.10965 | 0.51097 | 0 | 277.1%
| 6640 | 18.1893 | 0.1506 | 0.1506 | 999 | 0.62062 | 0.56883 | 0.41823 | 0.41823 | 999 | 0.664 | 6.7114 | 6.7114 | -1 | 0.10965 | 999 | 25 | 25 | -1 | 18.1893 | 0.62062 | 0.10965 | 629.981 | 0.10965 | 0.51097 | 0 | 277.7%
| 6650 | 18.2167 | 0.15038 | 0.15038 | 999 | 0.62062 | 0.56883 | 0.41845 | 0.41845 | 999 | 0.665 | 6.7114 | 6.7114 | -1 | 0.10965 | 999 | 25 | 25 | -1 | 18.2167 | 0.62062 | 0.10965 | 630.9298 | 0.10965 | 0.51097 | 0 | 278.3%
| 6660 | 18.2441 | 0.15015 | 0.15015 | 999 | 0.62062 | 0.56883 | 0.41868 | 0.41868 | 999 | 0.666 | 6.7114 | 6.7114 | -1 | 0.10965 | 999 | 25 | 25 | -1 | 18.2441 | 0.62062 | 0.10965 | 631.8786 | 0.10965 | 0.51097 | 0 | 278.8%
| 6670 | 18.2715 | 0.14993 | 0.14993 | 999 | 0.62062 | 0.56883 | 0.41891 | 0.41891 | 999 | 0.667 | 6.7114 | 6.7114 | -1 | 0.10965 | 999 | 25 | 25 | -1 | 18.2715 | 0.62062 | 0.10965 | 632.8273 | 0.10965 | 0.51097 | 0 | 279.4%
| 6680 | 18.2989 | 0.1497 | 0.1497 | 999 | 0.62062 | 0.56883 | 0.41913 | 0.41913 | 999 | 0.668 | 6.7114 | 6.7114 | -1 | 0.10965 | 999 | 25 | 25 | -1 | 18.2989 | 0.62062 | 0.10965 | 633.7761 | 0.10965 | 0.51097 | 0 | 280%
| 6690 | 18.3263 | 0.14948 | 0.14948 | 999 | 0.62062 | 0.56883 | 0.41935 | 0.41935 | 999 | 0.669 | 6.7114 | 6.7114 | -1 | 0.10965 | 999 | 25 | 25 | -1 | 18.3263 | 0.62062 | 0.10965 | 634.7249 | 0.10965 | 0.51097 | 0 | 280.5%
| 6700 | 18.3537 | 0.14925 | 0.14925 | 999 | 0.62062 | 0.56883 | 0.41958 | 0.41958 | 999 | 0.67 | 6.7114 | 6.7114 | -1 | 0.10965 | 999 | 25 | 25 | -1 | 18.3537 | 0.62062 | 0.10965 | 635.6736 | 0.10965 | 0.51097 | 0 | 281.1%
| 6710 | 18.381 | 0.14903 | 0.14903 | 999 | 0.62062 | 0.56883 | 0.4198 | 0.4198 | 999 | 0.671 | 6.7114 | 6.7114 | -1 | 0.10965 | 999 | 25 | 25 | -1 | 18.381 | 0.62062 | 0.10965 | 636.6224 | 0.10965 | 0.51097 | 0 | 281.7%
| 6720 | 18.4084 | 0.14881 | 0.14881 | 999 | 0.62062 | 0.56883 | 0.42002 | 0.42002 | 999 | 0.672 | 6.7114 | 6.7114 | -1 | 0.10965 | 999 | 25 | 25 | -1 | 18.4084 | 0.62062 | 0.10965 | 637.5712 | 0.10965 | 0.51097 | 0 | 282.3%
| 6730 | 18.4358 | 0.14859 | 0.14859 | 999 | 0.62062 | 0.56883 | 0.42024 | 0.42024 | 999 | 0.673 | 6.7114 | 6.7114 | -1 | 0.10965 | 999 | 25 | 25 | -1 | 18.4358 | 0.62062 | 0.10965 | 638.5199 | 0.10965 | 0.51097 | 0 | 282.8%
| 6740 | 18.4632 | 0.14837 | 0.14837 | 999 | 0.62062 | 0.56883 | 0.42046 | 0.42046 | 999 | 0.674 | 6.7114 | 6.7114 | -1 | 0.10965 | 999 | 25 | 25 | -1 | 18.4632 | 0.62062 | 0.10965 | 639.4687 | 0.10965 | 0.51097 | 0 | 283.4%
| 6750 | 18.4906 | 0.14815 | 0.14815 | 999 | 0.62062 | 0.56883 | 0.42068 | 0.42068 | 999 | 0.675 | 6.7114 | 6.7114 | -1 | 0.10965 | 999 | 25 | 25 | -1 | 18.4906 | 0.62062 | 0.10965 | 640.4175 | 0.10965 | 0.51097 | 0 | 284%
| 6760 | 18.518 | 0.14793 | 0.14793 | 999 | 0.62062 | 0.56883 | 0.4209 | 0.4209 | 999 | 0.676 | 6.7114 | 6.7114 | -1 | 0.10965 | 999 | 25 | 25 | -1 | 18.518 | 0.62062 | 0.10965 | 641.3662 | 0.10965 | 0.51097 | 0 | 284.5%
| 6770 | 18.5454 | 0.14771 | 0.14771 | 999 | 0.62062 | 0.56883 | 0.42112 | 0.42112 | 999 | 0.677 | 6.7114 | 6.7114 | -1 | 0.10965 | 999 | 25 | 25 | -1 | 18.5454 | 0.62062 | 0.10965 | 642.315 | 0.10965 | 0.51097 | 0 | 285.1%
| 6780 | 18.5728 | 0.14749 | 0.14749 | 999 | 0.62062 | 0.56883 | 0.42134 | 0.42134 | 999 | 0.678 | 6.7114 | 6.7114 | -1 | 0.10965 | 999 | 25 | 25 | -1 | 18.5728 | 0.62062 | 0.10965 | 643.2638 | 0.10965 | 0.51097 | 0 | 285.7%
| 6790 | 18.6002 | 0.14728 | 0.14728 | 999 | 0.62062 | 0.56883 | 0.42156 | 0.42156 | 999 | 0.679 | 6.7114 | 6.7114 | -1 | 0.10965 | 999 | 25 | 25 | -1 | 18.6002 | 0.62062 | 0.10965 | 644.2125 | 0.10965 | 0.51097 | 0 | 286.2%
| 6800 | 18.6276 | 0.14706 | 0.14706 | 999 | 0.62062 | 0.56883 | 0.42177 | 0.42177 | 999 | 0.68 | 6.7114 | 6.7114 | -1 | 0.10965 | 999 | 25 | 25 | -1 | 18.6276 | 0.62062 | 0.10965 | 645.1613 | 0.10965 | 0.51097 | 0 | 286.8%
| 6810 | 18.655 | 0.14684 | 0.14684 | 999 | 0.62062 | 0.56883 | 0.42199 | 0.42199 | 999 | 0.681 | 6.7114 | 6.7114 | -1 | 0.10965 | 999 | 25 | 25 | -1 | 18.655 | 0.62062 | 0.10965 | 646.1101 | 0.10965 | 0.51097 | 0 | 287.4%
| 6820 | 18.6824 | 0.14663 | 0.14663 | 999 | 0.62062 | 0.56883 | 0.4222 | 0.4222 | 999 | 0.682 | 6.7114 | 6.7114 | -1 | 0.10965 | 999 | 25 | 25 | -1 | 18.6824 | 0.62062 | 0.10965 | 647.0588 | 0.10965 | 0.51097 | 0 | 287.9%
| 6830 | 18.7098 | 0.14641 | 0.14641 | 999 | 0.62062 | 0.56883 | 0.42242 | 0.42242 | 999 | 0.683 | 6.7114 | 6.7114 | -1 | 0.10965 | 999 | 25 | 25 | -1 | 18.7098 | 0.62062 | 0.10965 | 648.0076 | 0.10965 | 0.51097 | 0 | 288.5%
| 6840 | 18.7372 | 0.1462 | 0.1462 | 999 | 0.62062 | 0.56883 | 0.42263 | 0.42263 | 999 | 0.684 | 6.7114 | 6.7114 | -1 | 0.10965 | 999 | 25 | 25 | -1 | 18.7372 | 0.62062 | 0.10965 | 648.9564 | 0.10965 | 0.51097 | 0 | 289.1%
| 6850 | 18.7646 | 0.14599 | 0.14599 | 999 | 0.62062 | 0.56883 | 0.42285 | 0.42285 | 999 | 0.685 | 6.7114 | 6.7114 | -1 | 0.10965 | 999 | 25 | 25 | -1 | 18.7646 | 0.62062 | 0.10965 | 649.9051 | 0.10965 | 0.51097 | 0 | 289.6%
| 6860 | 18.7919 | 0.14577 | 0.14577 | 999 | 0.62062 | 0.56883 | 0.42306 | 0.42306 | 999 | 0.686 | 6.7114 | 6.7114 | -1 | 0.10965 | 999 | 25 | 25 | -1 | 18.7919 | 0.62062 | 0.10965 | 650.8539 | 0.10965 | 0.51097 | 0 | 290.2%
| 6870 | 18.8193 | 0.14556 | 0.14556 | 999 | 0.62062 | 0.56883 | 0.42327 | 0.42327 | 999 | 0.687 | 6.7114 | 6.7114 | -1 | 0.10965 | 999 | 25 | 25 | -1 | 18.8193 | 0.62062 | 0.10965 | 651.8027 | 0.10965 | 0.51097 | 0 | 290.8%
| 6880 | 18.8467 | 0.14535 | 0.14535 | 999 | 0.62062 | 0.56883 | 0.42348 | 0.42348 | 999 | 0.688 | 6.7114 | 6.7114 | -1 | 0.10965 | 999 | 25 | 25 | -1 | 18.8467 | 0.62062 | 0.10965 | 652.7514 | 0.10965 | 0.51097 | 0 | 291.4%
| 6890 | 18.8741 | 0.14514 | 0.14514 | 999 | 0.62062 | 0.56883 | 0.42369 | 0.42369 | 999 | 0.689 | 6.7114 | 6.7114 | -1 | 0.10965 | 999 | 25 | 25 | -1 | 18.8741 | 0.62062 | 0.10965 | 653.7002 | 0.10965 | 0.51097 | 0 | 291.9%
| 6900 | 18.9015 | 0.14493 | 0.14493 | 999 | 0.62062 | 0.56883 | 0.4239 | 0.4239 | 999 | 0.69 | 6.7114 | 6.7114 | -1 | 0.10965 | 999 | 25 | 25 | -1 | 18.9015 | 0.62062 | 0.10965 | 654.649 | 0.10965 | 0.51097 | 0 | 292.5%
| 6910 | 18.9289 | 0.14472 | 0.14472 | 999 | 0.62062 | 0.56883 | 0.42411 | 0.42411 | 999 | 0.691 | 6.7114 | 6.7114 | -1 | 0.10965 | 999 | 25 | 25 | -1 | 18.9289 | 0.62062 | 0.10965 | 655.5977 | 0.10965 | 0.51097 | 0 | 293.1%
| 6920 | 18.9563 | 0.14451 | 0.14451 | 999 | 0.62062 | 0.56883 | 0.42432 | 0.42432 | 999 | 0.692 | 6.7114 | 6.7114 | -1 | 0.10965 | 999 | 25 | 25 | -1 | 18.9563 | 0.62062 | 0.10965 | 656.5465 | 0.10965 | 0.51097 | 0 | 293.6%
| 6930 | 18.9837 | 0.1443 | 0.1443 | 999 | 0.62062 | 0.56883 | 0.42453 | 0.42453 | 999 | 0.693 | 6.7114 | 6.7114 | -1 | 0.10965 | 999 | 25 | 25 | -1 | 18.9837 | 0.62062 | 0.10965 | 657.4953 | 0.10965 | 0.51097 | 0 | 294.2%
| 6940 | 19.0111 | 0.14409 | 0.14409 | 999 | 0.63766 | 0.56883 | 0.42474 | 0.42474 | 999 | 0.694 | 6.7114 | 6.7114 | -1 | 0.10965 | 999 | 25 | 25 | -1 | 19.0111 | 0.63766 | 0.10965 | 658.444 | 0.10965 | 0.52801 | 0 | 294.8%
| 6950 | 19.0385 | 0.14388 | 0.14388 | 999 | 0.63766 | 0.56883 | 0.42495 | 0.42495 | 999 | 0.695 | 6.7114 | 6.7114 | -1 | 0.10965 | 999 | 25 | 25 | -1 | 19.0385 | 0.63766 | 0.10965 | 659.3928 | 0.10965 | 0.52801 | 0 | 295.3%
| 6960 | 19.0659 | 0.14368 | 0.14368 | 999 | 0.63766 | 0.56883 | 0.42515 | 0.42515 | 999 | 0.696 | 6.7114 | 6.7114 | -1 | 0.10965 | 999 | 25 | 25 | -1 | 19.0659 | 0.63766 | 0.10965 | 660.3416 | 0.10965 | 0.52801 | 0 | 295.9%
| 6970 | 19.0933 | 0.14347 | 0.14347 | 999 | 0.63766 | 0.56883 | 0.42536 | 0.42536 | 999 | 0.697 | 6.7114 | 6.7114 | -1 | 0.10965 | 999 | 25 | 25 | -1 | 19.0933 | 0.63766 | 0.10965 | 661.2903 | 0.10965 | 0.52801 | 0 | 296.5%
| 6980 | 19.1207 | 0.14327 | 0.14327 | 999 | 0.63766 | 0.56883 | 0.42556 | 0.42556 | 999 | 0.698 | 6.7114 | 6.7114 | -1 | 0.10965 | 999 | 25 | 25 | -1 | 19.1207 | 0.63766 | 0.10965 | 662.2391 | 0.10965 | 0.52801 | 0 | 297%
| 6990 | 19.1481 | 0.14306 | 0.14306 | 999 | 0.63766 | 0.56883 | 0.42577 | 0.42577 | 999 | 0.699 | 6.7114 | 6.7114 | -1 | 0.10965 | 999 | 25 | 25 | -1 | 19.1481 | 0.63766 | 0.10965 | 663.1879 | 0.10965 | 0.52801 | 0 | 297.6%
| 7000 | 19.1755 | 0.14286 | 0.14286 | 999 | 0.63766 | 0.56883 | 0.42597 | 0.42597 | 999 | 0.7 | 6.7114 | 6.7114 | -1 | 0.10965 | 999 | 25 | 25 | -1 | 19.1755 | 0.63766 | 0.10965 | 664.1366 | 0.10965 | 0.52801 | 0 | 298.2%
| 7010 | 19.2028 | 0.14265 | 0.14265 | 999 | 0.63766 | 0.56883 | 0.42618 | 0.42618 | 999 | 0.701 | 6.7114 | 6.7114 | -1 | 0.10965 | 999 | 25 | 25 | -1 | 19.2028 | 0.63766 | 0.10965 | 665.0854 | 0.10965 | 0.52801 | 0 | 298.8%
| 7020 | 19.2302 | 0.14245 | 0.14245 | 999 | 0.63766 | 0.56883 | 0.42638 | 0.42638 | 999 | 0.702 | 6.7114 | 6.7114 | -1 | 0.10965 | 999 | 25 | 25 | -1 | 19.2302 | 0.63766 | 0.10965 | 666.0342 | 0.10965 | 0.52801 | 0 | 299.3%
| 7030 | 19.2576 | 0.14225 | 0.14225 | 999 | 0.63766 | 0.56883 | 0.42658 | 0.42658 | 999 | 0.703 | 6.7114 | 6.7114 | -1 | 0.10965 | 999 | 25 | 25 | -1 | 19.2576 | 0.63766 | 0.10965 | 666.9829 | 0.10965 | 0.52801 | 0 | 299.9%
| 7040 | 19.285 | 0.14205 | 0.14205 | 999 | 0.63766 | 0.56883 | 0.42678 | 0.42678 | 999 | 0.704 | 6.7114 | 6.7114 | -1 | 0.10965 | 999 | 25 | 25 | -1 | 19.285 | 0.63766 | 0.10965 | 667.9317 | 0.10965 | 0.52801 | 0 | 300.5%
| 7050 | 19.3124 | 0.14184 | 0.14184 | 999 | 0.63766 | 0.56883 | 0.42699 | 0.42699 | 999 | 0.705 | 6.7114 | 6.7114 | -1 | 0.10965 | 999 | 25 | 25 | -1 | 19.3124 | 0.63766 | 0.10965 | 668.8805 | 0.10965 | 0.52801 | 0 | 301%
| 7060 | 19.3398 | 0.14164 | 0.14164 | 999 | 0.63766 | 0.56883 | 0.42719 | 0.42719 | 999 | 0.706 | 6.7114 | 6.7114 | -1 | 0.10965 | 999 | 25 | 25 | -1 | 19.3398 | 0.63766 | 0.10965 | 669.8292 | 0.10965 | 0.52801 | 0 | 301.6%
| 7070 | 19.3672 | 0.14144 | 0.14144 | 999 | 0.63766 | 0.56883 | 0.42739 | 0.42739 | 999 | 0.707 | 6.7114 | 6.7114 | -1 | 0.10965 | 999 | 25 | 25 | -1 | 19.3672 | 0.63766 | 0.10965 | 670.778 | 0.10965 | 0.52801 | 0 | 302.2%
| 7080 | 19.3946 | 0.14124 | 0.14124 | 999 | 0.63766 | 0.56883 | 0.42759 | 0.42759 | 999 | 0.708 | 6.7114 | 6.7114 | -1 | 0.10965 | 999 | 25 | 25 | -1 | 19.3946 | 0.63766 | 0.10965 | 671.7268 | 0.10965 | 0.52801 | 0 | 302.7%
| 7090 | 19.422 | 0.14104 | 0.14104 | 999 | 0.63766 | 0.56883 | 0.42779 | 0.42779 | 999 | 0.709 | 6.7114 | 6.7114 | -1 | 0.10965 | 999 | 25 | 25 | -1 | 19.422 | 0.63766 | 0.10965 | 672.6755 | 0.10965 | 0.52801 | 0 | 303.3%
| 7100 | 19.4494 | 0.14085 | 0.14085 | 999 | 0.63766 | 0.56883 | 0.42799 | 0.42799 | 999 | 0.71 | 6.7114 | 6.7114 | -1 | 0.10965 | 999 | 25 | 25 | -1 | 19.4494 | 0.63766 | 0.10965 | 673.6243 | 0.10965 | 0.52801 | 0 | 303.9%
| 7110 | 19.4768 | 0.14065 | 0.14065 | 999 | 0.63766 | 0.56883 | 0.42818 | 0.42818 | 999 | 0.711 | 6.7114 | 6.7114 | -1 | 0.10965 | 999 | 25 | 25 | -1 | 19.4768 | 0.63766 | 0.10965 | 674.5731 | 0.10965 | 0.52801 | 0 | 304.4%
| 7120 | 19.5042 | 0.14045 | 0.14045 | 999 | 0.63766 | 0.56883 | 0.42838 | 0.42838 | 999 | 0.712 | 6.7114 | 6.7114 | -1 | 0.10965 | 999 | 25 | 25 | -1 | 19.5042 | 0.63766 | 0.10965 | 675.5218 | 0.10965 | 0.52801 | 0 | 305%
| 7130 | 19.5316 | 0.14025 | 0.14025 | 999 | 0.63766 | 0.56883 | 0.42858 | 0.42858 | 999 | 0.713 | 6.7114 | 6.7114 | -1 | 0.10965 | 999 | 25 | 25 | -1 | 19.5316 | 0.63766 | 0.10965 | 676.4706 | 0.10965 | 0.52801 | 0 | 305.6%
| 7140 | 19.559 | 0.14006 | 0.14006 | 999 | 0.63766 | 0.56883 | 0.42877 | 0.42877 | 999 | 0.714 | 6.7114 | 6.7114 | -1 | 0.10965 | 999 | 25 | 25 | -1 | 19.559 | 0.63766 | 0.10965 | 677.4194 | 0.10965 | 0.52801 | 0 | 306.1%
| 7150 | 19.5864 | 0.13986 | 0.13986 | 999 | 0.63766 | 0.56883 | 0.42897 | 0.42897 | 999 | 0.715 | 6.7114 | 6.7114 | -1 | 0.10965 | 999 | 25 | 25 | -1 | 19.5864 | 0.63766 | 0.10965 | 678.3681 | 0.10965 | 0.52801 | 0 | 306.7%
| 7160 | 19.6138 | 0.13966 | 0.13966 | 999 | 0.63766 | 0.56883 | 0.42917 | 0.42917 | 999 | 0.716 | 6.7114 | 6.7114 | -1 | 0.10965 | 999 | 25 | 25 | -1 | 19.6138 | 0.63766 | 0.10965 | 679.3169 | 0.10965 | 0.52801 | 0 | 307.3%
| 7170 | 19.6411 | 0.13947 | 0.13947 | 999 | 0.63766 | 0.56883 | 0.42936 | 0.42936 | 999 | 0.717 | 6.7114 | 6.7114 | -1 | 0.10965 | 999 | 25 | 25 | -1 | 19.6411 | 0.63766 | 0.10965 | 680.2657 | 0.10965 | 0.52801 | 0 | 307.9%
| 7180 | 19.6685 | 0.13928 | 0.13928 | 999 | 0.63766 | 0.56883 | 0.42955 | 0.42955 | 999 | 0.718 | 6.7114 | 6.7114 | -1 | 0.10965 | 999 | 25 | 25 | -1 | 19.6685 | 0.63766 | 0.10965 | 681.2144 | 0.10965 | 0.52801 | 0 | 308.4%
| 7190 | 19.6959 | 0.13908 | 0.13908 | 999 | 0.63766 | 0.56883 | 0.42975 | 0.42975 | 999 | 0.719 | 6.7114 | 6.7114 | -1 | 0.10965 | 999 | 25 | 25 | -1 | 19.6959 | 0.63766 | 0.10965 | 682.1632 | 0.10965 | 0.52801 | 0 | 309%
| 7200 | 19.7233 | 0.13889 | 0.13889 | 999 | 0.63766 | 0.56883 | 0.42994 | 0.42994 | 999 | 0.72 | 6.7114 | 6.7114 | -1 | 0.10965 | 999 | 25 | 25 | -1 | 19.7233 | 0.63766 | 0.10965 | 683.112 | 0.10965 | 0.52801 | 0 | 309.6%
| 7210 | 19.7507 | 0.1387 | 0.1387 | 999 | 0.63766 | 0.56883 | 0.43013 | 0.43013 | 999 | 0.721 | 6.7114 | 6.7114 | -1 | 0.10965 | 999 | 25 | 25 | -1 | 19.7507 | 0.63766 | 0.10965 | 684.0607 | 0.10965 | 0.52801 | 0 | 310.1%
| 7220 | 19.7781 | 0.1385 | 0.1385 | 999 | 0.63766 | 0.56883 | 0.43033 | 0.43033 | 999 | 0.722 | 6.7114 | 6.7114 | -1 | 0.10965 | 999 | 25 | 25 | -1 | 19.7781 | 0.63766 | 0.10965 | 685.0095 | 0.10965 | 0.52801 | 0 | 310.7%
| 7230 | 19.8055 | 0.13831 | 0.13831 | 999 | 0.63766 | 0.56883 | 0.43052 | 0.43052 | 999 | 0.723 | 6.7114 | 6.7114 | -1 | 0.10965 | 999 | 25 | 25 | -1 | 19.8055 | 0.63766 | 0.10965 | 685.9583 | 0.10965 | 0.52801 | 0 | 311.3%
| 7240 | 19.8329 | 0.13812 | 0.13812 | 999 | 0.63766 | 0.56883 | 0.43071 | 0.43071 | 999 | 0.724 | 6.7114 | 6.7114 | -1 | 0.10965 | 999 | 25 | 25 | -1 | 19.8329 | 0.63766 | 0.10965 | 686.907 | 0.10965 | 0.52801 | 0 | 311.8%
| 7250 | 19.8603 | 0.13793 | 0.13793 | 999 | 0.63766 | 0.56883 | 0.4309 | 0.4309 | 999 | 0.725 | 6.7114 | 6.7114 | -1 | 0.10965 | 999 | 25 | 25 | -1 | 19.8603 | 0.63766 | 0.10965 | 687.8558 | 0.10965 | 0.52801 | 0 | 312.4%
| 7260 | 19.8877 | 0.13774 | 0.13774 | 999 | 0.63766 | 0.56883 | 0.43109 | 0.43109 | 999 | 0.726 | 6.7114 | 6.7114 | -1 | 0.10965 | 999 | 25 | 25 | -1 | 19.8877 | 0.63766 | 0.10965 | 688.8046 | 0.10965 | 0.52801 | 0 | 313%
| 7270 | 19.9151 | 0.13755 | 0.13755 | 999 | 0.63766 | 0.56883 | 0.43128 | 0.43128 | 999 | 0.727 | 6.7114 | 6.7114 | -1 | 0.10965 | 999 | 25 | 25 | -1 | 19.9151 | 0.63766 | 0.10965 | 689.7533 | 0.10965 | 0.52801 | 0 | 313.5%
| 7280 | 19.9425 | 0.13736 | 0.13736 | 999 | 0.63766 | 0.56883 | 0.43147 | 0.43147 | 999 | 0.728 | 6.7114 | 6.7114 | -1 | 0.10965 | 999 | 25 | 25 | -1 | 19.9425 | 0.63766 | 0.10965 | 690.7021 | 0.10965 | 0.52801 | 0 | 314.1%
| 7290 | 19.9699 | 0.13717 | 0.13717 | 999 | 0.63766 | 0.56883 | 0.43166 | 0.43166 | 999 | 0.729 | 6.7114 | 6.7114 | -1 | 0.10965 | 999 | 25 | 25 | -1 | 19.9699 | 0.63766 | 0.10965 | 691.6509 | 0.10965 | 0.52801 | 0 | 314.7%
| 7300 | 19.9973 | 0.13699 | 0.13699 | 999 | 0.63766 | 0.56883 | 0.43184 | 0.43184 | 999 | 0.73 | 6.7114 | 6.7114 | -1 | 0.10965 | 999 | 25 | 25 | -1 | 19.9973 | 0.63766 | 0.10965 | 692.5996 | 0.10965 | 0.52801 | 0 | 315.2%
| 7310 | 20.0247 | 0.1368 | 0.1368 | 999 | 0.65513 | 0.56883 | 0.43203 | 0.43203 | 999 | 0.731 | 6.7114 | 6.7114 | -1 | 0.10965 | 999 | 25 | 25 | -1 | 20.0247 | 0.65513 | 0.10965 | 693.5484 | 0.10965 | 0.54548 | 0 | 315.8%
| 7320 | 20.052 | 0.13661 | 0.13661 | 999 | 0.65513 | 0.56883 | 0.43222 | 0.43222 | 999 | 0.732 | 6.7114 | 6.7114 | -1 | 0.10965 | 999 | 25 | 25 | -1 | 20.052 | 0.65513 | 0.10965 | 694.4972 | 0.10965 | 0.54548 | 0 | 316.4%
| 7330 | 20.0794 | 0.13643 | 0.13643 | 999 | 0.65513 | 0.56883 | 0.4324 | 0.4324 | 999 | 0.733 | 6.7114 | 6.7114 | -1 | 0.10965 | 999 | 25 | 25 | -1 | 20.0794 | 0.65513 | 0.10965 | 695.4459 | 0.10965 | 0.54548 | 0 | 317%
| 7340 | 20.1068 | 0.13624 | 0.13624 | 999 | 0.65513 | 0.56883 | 0.43259 | 0.43259 | 999 | 0.734 | 6.7114 | 6.7114 | -1 | 0.10965 | 999 | 25 | 25 | -1 | 20.1068 | 0.65513 | 0.10965 | 696.3947 | 0.10965 | 0.54548 | 0 | 317.5%
| 7350 | 20.1342 | 0.13605 | 0.13605 | 999 | 0.65513 | 0.56883 | 0.43278 | 0.43278 | 999 | 0.735 | 6.7114 | 6.7114 | -1 | 0.10965 | 999 | 25 | 25 | -1 | 20.1342 | 0.65513 | 0.10965 | 697.3435 | 0.10965 | 0.54548 | 0 | 318.1%
| 7360 | 20.1616 | 0.13587 | 0.13587 | 999 | 0.65513 | 0.56883 | 0.43296 | 0.43296 | 999 | 0.736 | 6.7114 | 6.7114 | -1 | 0.10965 | 999 | 25 | 25 | -1 | 20.1616 | 0.65513 | 0.10965 | 698.2922 | 0.10965 | 0.54548 | 0 | 318.7%
| 7370 | 20.189 | 0.13569 | 0.13569 | 999 | 0.65513 | 0.56883 | 0.43315 | 0.43315 | 999 | 0.737 | 6.7114 | 6.7114 | -1 | 0.10965 | 999 | 25 | 25 | -1 | 20.189 | 0.65513 | 0.10965 | 699.241 | 0.10965 | 0.54548 | 0 | 319.2%
| 7380 | 20.2164 | 0.1355 | 0.1355 | 999 | 0.65513 | 0.56883 | 0.43333 | 0.43333 | 999 | 0.738 | 6.7114 | 6.7114 | -1 | 0.10965 | 999 | 25 | 25 | -1 | 20.2164 | 0.65513 | 0.10965 | 700.1898 | 0.10965 | 0.54548 | 0 | 319.8%
| 7390 | 20.2438 | 0.13532 | 0.13532 | 999 | 0.65513 | 0.56883 | 0.43351 | 0.43351 | 999 | 0.739 | 6.7114 | 6.7114 | -1 | 0.10965 | 999 | 25 | 25 | -1 | 20.2438 | 0.65513 | 0.10965 | 701.1385 | 0.10965 | 0.54548 | 0 | 320.4%
| 7400 | 20.2712 | 0.13514 | 0.13514 | 999 | 0.65513 | 0.56883 | 0.4337 | 0.4337 | 999 | 0.74 | 6.7114 | 6.7114 | -1 | 0.10965 | 999 | 25 | 25 | -1 | 20.2712 | 0.65513 | 0.10965 | 702.0873 | 0.10965 | 0.54548 | 0 | 320.9%
| 7410 | 20.2986 | 0.13495 | 0.13495 | 999 | 0.65513 | 0.56883 | 0.43388 | 0.43388 | 999 | 0.741 | 6.7114 | 6.7114 | -1 | 0.10965 | 999 | 25 | 25 | -1 | 20.2986 | 0.65513 | 0.10965 | 703.0361 | 0.10965 | 0.54548 | 0 | 321.5%
| 7420 | 20.326 | 0.13477 | 0.13477 | 999 | 0.65513 | 0.56883 | 0.43406 | 0.43406 | 999 | 0.742 | 6.7114 | 6.7114 | -1 | 0.10965 | 999 | 25 | 25 | -1 | 20.326 | 0.65513 | 0.10965 | 703.9848 | 0.10965 | 0.54548 | 0 | 322.1%
| 7430 | 20.3534 | 0.13459 | 0.13459 | 999 | 0.65513 | 0.56883 | 0.43424 | 0.43424 | 999 | 0.743 | 6.7114 | 6.7114 | -1 | 0.10965 | 999 | 25 | 25 | -1 | 20.3534 | 0.65513 | 0.10965 | 704.9336 | 0.10965 | 0.54548 | 0 | 322.6%
| 7440 | 20.3808 | 0.13441 | 0.13441 | 999 | 0.65513 | 0.56883 | 0.43442 | 0.43442 | 999 | 0.744 | 6.7114 | 6.7114 | -1 | 0.10965 | 999 | 25 | 25 | -1 | 20.3808 | 0.65513 | 0.10965 | 705.8824 | 0.10965 | 0.54548 | 0 | 323.2%
| 7450 | 20.4082 | 0.13423 | 0.13423 | 999 | 0.65513 | 0.56883 | 0.4346 | 0.4346 | 999 | 0.745 | 6.7114 | 6.7114 | -1 | 0.10965 | 999 | 25 | 25 | -1 | 20.4082 | 0.65513 | 0.10965 | 706.8311 | 0.10965 | 0.54548 | 0 | 323.8%
| 7460 | 20.4356 | 0.13405 | 0.13405 | 999 | 0.65513 | 0.56883 | 0.43478 | 0.43478 | 999 | 0.746 | 6.7114 | 6.7114 | -1 | 0.10965 | 999 | 25 | 25 | -1 | 20.4356 | 0.65513 | 0.10965 | 707.7799 | 0.10965 | 0.54548 | 0 | 324.3%
| 7470 | 20.463 | 0.13387 | 0.13387 | 999 | 0.65513 | 0.56883 | 0.43496 | 0.43496 | 999 | 0.747 | 6.7114 | 6.7114 | -1 | 0.10965 | 999 | 25 | 25 | -1 | 20.463 | 0.65513 | 0.10965 | 708.7287 | 0.10965 | 0.54548 | 0 | 324.9%
| 7480 | 20.4903 | 0.13369 | 0.13369 | 999 | 0.65513 | 0.56883 | 0.43514 | 0.43514 | 999 | 0.748 | 6.7114 | 6.7114 | -1 | 0.10965 | 999 | 25 | 25 | -1 | 20.4903 | 0.65513 | 0.10965 | 709.6774 | 0.10965 | 0.54548 | 0 | 325.5%
| 7490 | 20.5177 | 0.13351 | 0.13351 | 999 | 0.65513 | 0.56883 | 0.43532 | 0.43532 | 999 | 0.749 | 6.7114 | 6.7114 | -1 | 0.10965 | 999 | 25 | 25 | -1 | 20.5177 | 0.65513 | 0.10965 | 710.6262 | 0.10965 | 0.54548 | 0 | 326.1%
| 7500 | 20.5451 | 0.13333 | 0.13333 | 999 | 0.65513 | 0.56883 | 0.4355 | 0.4355 | 999 | 0.75 | 6.7114 | 6.7114 | -1 | 0.10965 | 999 | 25 | 25 | -1 | 20.5451 | 0.65513 | 0.10965 | 711.575 | 0.10965 | 0.54548 | 0 | 326.6%
| 7510 | 20.5725 | 0.13316 | 0.13316 | 999 | 0.65513 | 0.56883 | 0.43567 | 0.43567 | 999 | 0.751 | 6.7114 | 6.7114 | -1 | 0.10965 | 999 | 25 | 25 | -1 | 20.5725 | 0.65513 | 0.10965 | 712.5237 | 0.10965 | 0.54548 | 0 | 327.2%
| 7520 | 20.5999 | 0.13298 | 0.13298 | 999 | 0.65513 | 0.56883 | 0.43585 | 0.43585 | 999 | 0.752 | 6.7114 | 6.7114 | -1 | 0.10965 | 999 | 25 | 25 | -1 | 20.5999 | 0.65513 | 0.10965 | 713.4725 | 0.10965 | 0.54548 | 0 | 327.8%
| 7530 | 20.6273 | 0.1328 | 0.1328 | 999 | 0.65513 | 0.56883 | 0.43603 | 0.43603 | 999 | 0.753 | 6.7114 | 6.7114 | -1 | 0.10965 | 999 | 25 | 25 | -1 | 20.6273 | 0.65513 | 0.10965 | 714.4213 | 0.10965 | 0.54548 | 0 | 328.3%
| 7540 | 20.6547 | 0.13263 | 0.13263 | 999 | 0.65513 | 0.56883 | 0.4362 | 0.4362 | 999 | 0.754 | 6.7114 | 6.7114 | -1 | 0.10965 | 999 | 25 | 25 | -1 | 20.6547 | 0.65513 | 0.10965 | 715.37 | 0.10965 | 0.54548 | 0 | 328.9%
| 7550 | 20.6821 | 0.13245 | 0.13245 | 999 | 0.65513 | 0.56883 | 0.43638 | 0.43638 | 999 | 0.755 | 6.7114 | 6.7114 | -1 | 0.10965 | 999 | 25 | 25 | -1 | 20.6821 | 0.65513 | 0.10965 | 716.3188 | 0.10965 | 0.54548 | 0 | 329.5%
| 7560 | 20.7095 | 0.13228 | 0.13228 | 999 | 0.65513 | 0.56883 | 0.43656 | 0.43656 | 999 | 0.756 | 6.7114 | 6.7114 | -1 | 0.10965 | 999 | 25 | 25 | -1 | 20.7095 | 0.65513 | 0.10965 | 717.2676 | 0.10965 | 0.54548 | 0 | 330%
| 7570 | 20.7369 | 0.1321 | 0.1321 | 999 | 0.65513 | 0.56883 | 0.43673 | 0.43673 | 999 | 0.757 | 6.7114 | 6.7114 | -1 | 0.10965 | 999 | 25 | 25 | -1 | 20.7369 | 0.65513 | 0.10965 | 718.2163 | 0.10965 | 0.54548 | 0 | 330.6%
| 7580 | 20.7643 | 0.13193 | 0.13193 | 999 | 0.65513 | 0.56883 | 0.4369 | 0.4369 | 999 | 0.758 | 6.7114 | 6.7114 | -1 | 0.10965 | 999 | 25 | 25 | -1 | 20.7643 | 0.65513 | 0.10965 | 719.1651 | 0.10965 | 0.54548 | 0 | 331.2%
| 7590 | 20.7917 | 0.13175 | 0.13175 | 999 | 0.65513 | 0.56883 | 0.43708 | 0.43708 | 999 | 0.759 | 6.7114 | 6.7114 | -1 | 0.10965 | 999 | 25 | 25 | -1 | 20.7917 | 0.65513 | 0.10965 | 720.1139 | 0.10965 | 0.54548 | 0 | 331.7%
| 7600 | 20.8191 | 0.13158 | 0.13158 | 999 | 0.65513 | 0.56883 | 0.43725 | 0.43725 | 999 | 0.76 | 6.7114 | 6.7114 | -1 | 0.10965 | 999 | 25 | 25 | -1 | 20.8191 | 0.65513 | 0.10965 | 721.0626 | 0.10965 | 0.54548 | 0 | 332.3%
| 7610 | 20.8465 | 0.13141 | 0.13141 | 999 | 0.65513 | 0.56883 | 0.43742 | 0.43742 | 999 | 0.761 | 6.7114 | 6.7114 | -1 | 0.10965 | 999 | 25 | 25 | -1 | 20.8465 | 0.65513 | 0.10965 | 722.0114 | 0.10965 | 0.54548 | 0 | 332.9%
| 7620 | 20.8739 | 0.13123 | 0.13123 | 999 | 0.65513 | 0.56883 | 0.4376 | 0.4376 | 999 | 0.762 | 6.7114 | 6.7114 | -1 | 0.10965 | 999 | 25 | 25 | -1 | 20.8739 | 0.65513 | 0.10965 | 722.9602 | 0.10965 | 0.54548 | 0 | 333.4%
| 7630 | 20.9012 | 0.13106 | 0.13106 | 999 | 0.65513 | 0.56883 | 0.43777 | 0.43777 | 999 | 0.763 | 6.7114 | 6.7114 | -1 | 0.10965 | 999 | 25 | 25 | -1 | 20.9012 | 0.65513 | 0.10965 | 723.9089 | 0.10965 | 0.54548 | 0 | 334%
| 7640 | 20.9286 | 0.13089 | 0.13089 | 999 | 0.65513 | 0.56883 | 0.43794 | 0.43794 | 999 | 0.764 | 6.7114 | 6.7114 | -1 | 0.10965 | 999 | 25 | 25 | -1 | 20.9286 | 0.65513 | 0.10965 | 724.8577 | 0.10965 | 0.54548 | 0 | 334.6%
| 7650 | 20.956 | 0.13072 | 0.13072 | 999 | 0.65513 | 0.56883 | 0.43811 | 0.43811 | 999 | 0.765 | 6.7114 | 6.7114 | -1 | 0.10965 | 999 | 25 | 25 | -1 | 20.956 | 0.65513 | 0.10965 | 725.8065 | 0.10965 | 0.54548 | 0 | 335.2%
| 7660 | 20.9834 | 0.13055 | 0.13055 | 999 | 0.65513 | 0.56883 | 0.43828 | 0.43828 | 999 | 0.766 | 6.7114 | 6.7114 | -1 | 0.10965 | 999 | 25 | 25 | -1 | 20.9834 | 0.65513 | 0.10965 | 726.7552 | 0.10965 | 0.54548 | 0 | 335.7%
| 7670 | 21.0108 | 0.13038 | 0.13038 | 999 | 0.67304 | 0.56883 | 0.43845 | 0.43845 | 999 | 0.767 | 6.7114 | 6.7114 | -1 | 0.10965 | 999 | 25 | 25 | -1 | 21.0108 | 0.67304 | 0.10965 | 727.704 | 0.10965 | 0.56339 | 0 | 336.3%
| 7680 | 21.0382 | 0.13021 | 0.13021 | 999 | 0.67304 | 0.56883 | 0.43862 | 0.43862 | 999 | 0.768 | 6.7114 | 6.7114 | -1 | 0.10965 | 999 | 25 | 25 | -1 | 21.0382 | 0.67304 | 0.10965 | 728.6528 | 0.10965 | 0.56339 | 0 | 336.9%
| 7690 | 21.0656 | 0.13004 | 0.13004 | 999 | 0.67304 | 0.56883 | 0.43879 | 0.43879 | 999 | 0.769 | 6.7114 | 6.7114 | -1 | 0.10965 | 999 | 25 | 25 | -1 | 21.0656 | 0.67304 | 0.10965 | 729.6015 | 0.10965 | 0.56339 | 0 | 337.4%
| 7700 | 21.093 | 0.12987 | 0.12987 | 999 | 0.67304 | 0.56883 | 0.43896 | 0.43896 | 999 | 0.77 | 6.7114 | 6.7114 | -1 | 0.10965 | 999 | 25 | 25 | -1 | 21.093 | 0.67304 | 0.10965 | 730.5503 | 0.10965 | 0.56339 | 0 | 338%
| 7710 | 21.1204 | 0.1297 | 0.1297 | 999 | 0.67304 | 0.56883 | 0.43913 | 0.43913 | 999 | 0.771 | 6.7114 | 6.7114 | -1 | 0.10965 | 999 | 25 | 25 | -1 | 21.1204 | 0.67304 | 0.10965 | 731.4991 | 0.10965 | 0.56339 | 0 | 338.6%
| 7720 | 21.1478 | 0.12953 | 0.12953 | 999 | 0.67304 | 0.56883 | 0.4393 | 0.4393 | 999 | 0.772 | 6.7114 | 6.7114 | -1 | 0.10965 | 999 | 25 | 25 | -1 | 21.1478 | 0.67304 | 0.10965 | 732.4478 | 0.10965 | 0.56339 | 0 | 339.1%
| 7730 | 21.1752 | 0.12937 | 0.12937 | 999 | 0.67304 | 0.56883 | 0.43946 | 0.43946 | 999 | 0.773 | 6.7114 | 6.7114 | -1 | 0.10965 | 999 | 25 | 25 | -1 | 21.1752 | 0.67304 | 0.10965 | 733.3966 | 0.10965 | 0.56339 | 0 | 339.7%
| 7740 | 21.2026 | 0.1292 | 0.1292 | 999 | 0.67304 | 0.56883 | 0.43963 | 0.43963 | 999 | 0.774 | 6.7114 | 6.7114 | -1 | 0.10965 | 999 | 25 | 25 | -1 | 21.2026 | 0.67304 | 0.10965 | 734.3454 | 0.10965 | 0.56339 | 0 | 340.3%
| 7750 | 21.23 | 0.12903 | 0.12903 | 999 | 0.67304 | 0.56883 | 0.4398 | 0.4398 | 999 | 0.775 | 6.7114 | 6.7114 | -1 | 0.10965 | 999 | 25 | 25 | -1 | 21.23 | 0.67304 | 0.10965 | 735.2941 | 0.10965 | 0.56339 | 0 | 340.8%
| 7760 | 21.2574 | 0.12887 | 0.12887 | 999 | 0.67304 | 0.56883 | 0.43996 | 0.43996 | 999 | 0.776 | 6.7114 | 6.7114 | -1 | 0.10965 | 999 | 25 | 25 | -1 | 21.2574 | 0.67304 | 0.10965 | 736.2429 | 0.10965 | 0.56339 | 0 | 341.4%
| 7770 | 21.2848 | 0.1287 | 0.1287 | 999 | 0.67304 | 0.56883 | 0.44013 | 0.44013 | 999 | 0.777 | 6.7114 | 6.7114 | -1 | 0.10965 | 999 | 25 | 25 | -1 | 21.2848 | 0.67304 | 0.10965 | 737.1917 | 0.10965 | 0.56339 | 0 | 342%
| 7780 | 21.3121 | 0.12853 | 0.12853 | 999 | 0.67304 | 0.56883 | 0.4403 | 0.4403 | 999 | 0.778 | 6.7114 | 6.7114 | -1 | 0.10965 | 999 | 25 | 25 | -1 | 21.3121 | 0.67304 | 0.10965 | 738.1404 | 0.10965 | 0.56339 | 0 | 342.6%
| 7790 | 21.3395 | 0.12837 | 0.12837 | 999 | 0.67304 | 0.56883 | 0.44046 | 0.44046 | 999 | 0.779 | 6.7114 | 6.7114 | -1 | 0.10965 | 999 | 25 | 25 | -1 | 21.3395 | 0.67304 | 0.10965 | 739.0892 | 0.10965 | 0.56339 | 0 | 343.1%
| 7800 | 21.3669 | 0.12821 | 0.12821 | 999 | 0.67304 | 0.56883 | 0.44063 | 0.44063 | 999 | 0.78 | 6.7114 | 6.7114 | -1 | 0.10965 | 999 | 25 | 25 | -1 | 21.3669 | 0.67304 | 0.10965 | 740.038 | 0.10965 | 0.56339 | 0 | 343.7%
| 7810 | 21.3943 | 0.12804 | 0.12804 | 999 | 0.67304 | 0.56883 | 0.44079 | 0.44079 | 999 | 0.781 | 6.7114 | 6.7114 | -1 | 0.10965 | 999 | 25 | 25 | -1 | 21.3943 | 0.67304 | 0.10965 | 740.9867 | 0.10965 | 0.56339 | 0 | 344.3%
| 7820 | 21.4217 | 0.12788 | 0.12788 | 999 | 0.67304 | 0.56883 | 0.44095 | 0.44095 | 999 | 0.782 | 6.7114 | 6.7114 | -1 | 0.10965 | 999 | 25 | 25 | -1 | 21.4217 | 0.67304 | 0.10965 | 741.9355 | 0.10965 | 0.56339 | 0 | 344.8%
| 7830 | 21.4491 | 0.12771 | 0.12771 | 999 | 0.67304 | 0.56883 | 0.44112 | 0.44112 | 999 | 0.783 | 6.7114 | 6.7114 | -1 | 0.10965 | 999 | 25 | 25 | -1 | 21.4491 | 0.67304 | 0.10965 | 742.8843 | 0.10965 | 0.56339 | 0 | 345.4%
| 7840 | 21.4765 | 0.12755 | 0.12755 | 999 | 0.67304 | 0.56883 | 0.44128 | 0.44128 | 999 | 0.784 | 6.7114 | 6.7114 | -1 | 0.10965 | 999 | 25 | 25 | -1 | 21.4765 | 0.67304 | 0.10965 | 743.833 | 0.10965 | 0.56339 | 0 | 346%
| 7850 | 21.5039 | 0.12739 | 0.12739 | 999 | 0.67304 | 0.56883 | 0.44144 | 0.44144 | 999 | 0.785 | 6.7114 | 6.7114 | -1 | 0.10965 | 999 | 25 | 25 | -1 | 21.5039 | 0.67304 | 0.10965 | 744.7818 | 0.10965 | 0.56339 | 0 | 346.5%
| 7860 | 21.5313 | 0.12723 | 0.12723 | 999 | 0.67304 | 0.56883 | 0.4416 | 0.4416 | 999 | 0.786 | 6.7114 | 6.7114 | -1 | 0.10965 | 999 | 25 | 25 | -1 | 21.5313 | 0.67304 | 0.10965 | 745.7306 | 0.10965 | 0.56339 | 0 | 347.1%
| 7870 | 21.5587 | 0.12706 | 0.12706 | 999 | 0.67304 | 0.56883 | 0.44177 | 0.44177 | 999 | 0.787 | 6.7114 | 6.7114 | -1 | 0.10965 | 999 | 25 | 25 | -1 | 21.5587 | 0.67304 | 0.10965 | 746.6793 | 0.10965 | 0.56339 | 0 | 347.7%
| 7880 | 21.5861 | 0.1269 | 0.1269 | 999 | 0.67304 | 0.56883 | 0.44193 | 0.44193 | 999 | 0.788 | 6.7114 | 6.7114 | -1 | 0.10965 | 999 | 25 | 25 | -1 | 21.5861 | 0.67304 | 0.10965 | 747.6281 | 0.10965 | 0.56339 | 0 | 348.2%
| 7890 | 21.6135 | 0.12674 | 0.12674 | 999 | 0.67304 | 0.56883 | 0.44209 | 0.44209 | 999 | 0.789 | 6.7114 | 6.7114 | -1 | 0.10965 | 999 | 25 | 25 | -1 | 21.6135 | 0.67304 | 0.10965 | 748.5769 | 0.10965 | 0.56339 | 0 | 348.8%
| 7900 | 21.6409 | 0.12658 | 0.12658 | 999 | 0.67304 | 0.56883 | 0.44225 | 0.44225 | 999 | 0.79 | 6.7114 | 6.7114 | -1 | 0.10965 | 999 | 25 | 25 | -1 | 21.6409 | 0.67304 | 0.10965 | 749.5256 | 0.10965 | 0.56339 | 0 | 349.4%
| 7910 | 21.6683 | 0.12642 | 0.12642 | 999 | 0.67304 | 0.56883 | 0.44241 | 0.44241 | 999 | 0.791 | 6.7114 | 6.7114 | -1 | 0.10965 | 999 | 25 | 25 | -1 | 21.6683 | 0.67304 | 0.10965 | 750.4744 | 0.10965 | 0.56339 | 0 | 349.9%
| 7920 | 21.6957 | 0.12626 | 0.12626 | 999 | 0.67304 | 0.56883 | 0.44257 | 0.44257 | 999 | 0.792 | 6.7114 | 6.7114 | -1 | 0.10965 | 999 | 25 | 25 | -1 | 21.6957 | 0.67304 | 0.10965 | 751.4231 | 0.10965 | 0.56339 | 0 | 350.5%
| 7930 | 21.7231 | 0.1261 | 0.1261 | 999 | 0.67304 | 0.56883 | 0.44273 | 0.44273 | 999 | 0.793 | 6.7114 | 6.7114 | -1 | 0.10965 | 999 | 25 | 25 | -1 | 21.7231 | 0.67304 | 0.10965 | 752.3719 | 0.10965 | 0.56339 | 0 | 351.1%
| 7940 | 21.7504 | 0.12594 | 0.12594 | 999 | 0.67304 | 0.56883 | 0.44289 | 0.44289 | 999 | 0.794 | 6.7114 | 6.7114 | -1 | 0.10965 | 999 | 25 | 25 | -1 | 21.7504 | 0.67304 | 0.10965 | 753.3207 | 0.10965 | 0.56339 | 0 | 351.7%
| 7950 | 21.7778 | 0.12579 | 0.12579 | 999 | 0.67304 | 0.56883 | 0.44304 | 0.44304 | 999 | 0.795 | 6.7114 | 6.7114 | -1 | 0.10965 | 999 | 25 | 25 | -1 | 21.7778 | 0.67304 | 0.10965 | 754.2694 | 0.10965 | 0.56339 | 0 | 352.2%
| 7960 | 21.8052 | 0.12563 | 0.12563 | 999 | 0.67304 | 0.56883 | 0.4432 | 0.4432 | 999 | 0.796 | 6.7114 | 6.7114 | -1 | 0.10965 | 999 | 25 | 25 | -1 | 21.8052 | 0.67304 | 0.10965 | 755.2182 | 0.10965 | 0.56339 | 0 | 352.8%
| 7970 | 21.8326 | 0.12547 | 0.12547 | 999 | 0.67304 | 0.56883 | 0.44336 | 0.44336 | 999 | 0.797 | 6.7114 | 6.7114 | -1 | 0.10965 | 999 | 25 | 25 | -1 | 21.8326 | 0.67304 | 0.10965 | 756.167 | 0.10965 | 0.56339 | 0 | 353.4%
| 7980 | 21.86 | 0.12531 | 0.12531 | 999 | 0.67304 | 0.56883 | 0.44352 | 0.44352 | 999 | 0.798 | 6.7114 | 6.7114 | -1 | 0.10965 | 999 | 25 | 25 | -1 | 21.86 | 0.67304 | 0.10965 | 757.1157 | 0.10965 | 0.56339 | 0 | 353.9%
| 7990 | 21.8874 | 0.12516 | 0.12516 | 999 | 0.67304 | 0.56883 | 0.44367 | 0.44367 | 999 | 0.799 | 6.7114 | 6.7114 | -1 | 0.10965 | 999 | 25 | 25 | -1 | 21.8874 | 0.67304 | 0.10965 | 758.0645 | 0.10965 | 0.56339 | 0 | 354.5%
| 8000 | 21.9148 | 0.125 | 0.125 | 999 | 0.67304 | 0.56883 | 0.44383 | 0.44383 | 999 | 0.8 | 6.7114 | 6.7114 | -1 | 0.10965 | 999 | 25 | 25 | -1 | 21.9148 | 0.67304 | 0.10965 | 759.0133 | 0.10965 | 0.56339 | 0 | 355.1%
| 8010 | 21.9422 | 0.12484 | 0.12484 | 999 | 0.67304 | 0.56883 | 0.44399 | 0.44399 | 999 | 0.801 | 6.7114 | 6.7114 | -1 | 0.10965 | 999 | 25 | 25 | -1 | 21.9422 | 0.67304 | 0.10965 | 759.962 | 0.10965 | 0.56339 | 0 | 355.6%
| 8020 | 21.9696 | 0.12469 | 0.12469 | 999 | 0.67304 | 0.56883 | 0.44414 | 0.44414 | 999 | 0.802 | 6.7114 | 6.7114 | -1 | 0.10965 | 999 | 25 | 25 | -1 | 21.9696 | 0.67304 | 0.10965 | 760.9108 | 0.10965 | 0.56339 | 0 | 356.2%
| 8030 | 21.997 | 0.12453 | 0.12453 | 999 | 0.67304 | 0.56883 | 0.4443 | 0.4443 | 999 | 0.803 | 6.7114 | 6.7114 | -1 | 0.10965 | 999 | 25 | 25 | -1 | 21.997 | 0.67304 | 0.10965 | 761.8596 | 0.10965 | 0.56339 | 0 | 356.8%
| 8040 | 22.0244 | 0.12438 | 0.12438 | 999 | 0.6914 | 0.56883 | 0.44445 | 0.44445 | 999 | 0.804 | 6.7114 | 6.7114 | -1 | 0.10965 | 999 | 25 | 25 | -1 | 22.0244 | 0.6914 | 0.10965 | 762.8083 | 0.10965 | 0.58175 | 0 | 357.3%
| 8050 | 22.0518 | 0.12422 | 0.12422 | 999 | 0.6914 | 0.56883 | 0.44461 | 0.44461 | 999 | 0.805 | 6.7114 | 6.7114 | -1 | 0.10965 | 999 | 25 | 25 | -1 | 22.0518 | 0.6914 | 0.10965 | 763.7571 | 0.10965 | 0.58175 | 0 | 357.9%
| 8060 | 22.0792 | 0.12407 | 0.12407 | 999 | 0.6914 | 0.56883 | 0.44476 | 0.44476 | 999 | 0.806 | 6.7114 | 6.7114 | -1 | 0.10965 | 999 | 25 | 25 | -1 | 22.0792 | 0.6914 | 0.10965 | 764.7059 | 0.10965 | 0.58175 | 0 | 358.5%
| 8070 | 22.1066 | 0.12392 | 0.12392 | 999 | 0.6914 | 0.56883 | 0.44491 | 0.44491 | 999 | 0.807 | 6.7114 | 6.7114 | -1 | 0.10965 | 999 | 25 | 25 | -1 | 22.1066 | 0.6914 | 0.10965 | 765.6546 | 0.10965 | 0.58175 | 0 | 359%
| 8080 | 22.134 | 0.12376 | 0.12376 | 999 | 0.6914 | 0.56883 | 0.44507 | 0.44507 | 999 | 0.808 | 6.7114 | 6.7114 | -1 | 0.10965 | 999 | 25 | 25 | -1 | 22.134 | 0.6914 | 0.10965 | 766.6034 | 0.10965 | 0.58175 | 0 | 359.6%
| 8090 | 22.1613 | 0.12361 | 0.12361 | 999 | 0.6914 | 0.56883 | 0.44522 | 0.44522 | 999 | 0.809 | 6.7114 | 6.7114 | -1 | 0.10965 | 999 | 25 | 25 | -1 | 22.1613 | 0.6914 | 0.10965 | 767.5522 | 0.10965 | 0.58175 | 0 | 360.2%
| 8100 | 22.1887 | 0.12346 | 0.12346 | 999 | 0.6914 | 0.56883 | 0.44537 | 0.44537 | 999 | 0.81 | 6.7114 | 6.7114 | -1 | 0.10965 | 999 | 25 | 25 | -1 | 22.1887 | 0.6914 | 0.10965 | 768.5009 | 0.10965 | 0.58175 | 0 | 360.8%
| 8110 | 22.2161 | 0.1233 | 0.1233 | 999 | 0.6914 | 0.56883 | 0.44553 | 0.44553 | 999 | 0.811 | 6.7114 | 6.7114 | -1 | 0.10965 | 999 | 25 | 25 | -1 | 22.2161 | 0.6914 | 0.10965 | 769.4497 | 0.10965 | 0.58175 | 0 | 361.3%
| 8120 | 22.2435 | 0.12315 | 0.12315 | 999 | 0.6914 | 0.56883 | 0.44568 | 0.44568 | 999 | 0.812 | 6.7114 | 6.7114 | -1 | 0.10965 | 999 | 25 | 25 | -1 | 22.2435 | 0.6914 | 0.10965 | 770.3985 | 0.10965 | 0.58175 | 0 | 361.9%
| 8130 | 22.2709 | 0.123 | 0.123 | 999 | 0.6914 | 0.56883 | 0.44583 | 0.44583 | 999 | 0.813 | 6.7114 | 6.7114 | -1 | 0.10965 | 999 | 25 | 25 | -1 | 22.2709 | 0.6914 | 0.10965 | 771.3472 | 0.10965 | 0.58175 | 0 | 362.5%
| 8140 | 22.2983 | 0.12285 | 0.12285 | 999 | 0.6914 | 0.56883 | 0.44598 | 0.44598 | 999 | 0.814 | 6.7114 | 6.7114 | -1 | 0.10965 | 999 | 25 | 25 | -1 | 22.2983 | 0.6914 | 0.10965 | 772.296 | 0.10965 | 0.58175 | 0 | 363%
| 8150 | 22.3257 | 0.1227 | 0.1227 | 999 | 0.6914 | 0.56883 | 0.44613 | 0.44613 | 999 | 0.815 | 6.7114 | 6.7114 | -1 | 0.10965 | 999 | 25 | 25 | -1 | 22.3257 | 0.6914 | 0.10965 | 773.2448 | 0.10965 | 0.58175 | 0 | 363.6%
| 8160 | 22.3531 | 0.12255 | 0.12255 | 999 | 0.6914 | 0.56883 | 0.44628 | 0.44628 | 999 | 0.816 | 6.7114 | 6.7114 | -1 | 0.10965 | 999 | 25 | 25 | -1 | 22.3531 | 0.6914 | 0.10965 | 774.1935 | 0.10965 | 0.58175 | 0 | 364.2%
| 8170 | 22.3805 | 0.1224 | 0.1224 | 999 | 0.6914 | 0.56883 | 0.44643 | 0.44643 | 999 | 0.817 | 6.7114 | 6.7114 | -1 | 0.10965 | 999 | 25 | 25 | -1 | 22.3805 | 0.6914 | 0.10965 | 775.1423 | 0.10965 | 0.58175 | 0 | 364.7%
| 8180 | 22.4079 | 0.12225 | 0.12225 | 999 | 0.6914 | 0.56883 | 0.44658 | 0.44658 | 999 | 0.818 | 6.7114 | 6.7114 | -1 | 0.10965 | 999 | 25 | 25 | -1 | 22.4079 | 0.6914 | 0.10965 | 776.0911 | 0.10965 | 0.58175 | 0 | 365.3%
| 8190 | 22.4353 | 0.1221 | 0.1221 | 999 | 0.6914 | 0.56883 | 0.44673 | 0.44673 | 999 | 0.819 | 6.7114 | 6.7114 | -1 | 0.10965 | 999 | 25 | 25 | -1 | 22.4353 | 0.6914 | 0.10965 | 777.0398 | 0.10965 | 0.58175 | 0 | 365.9%
| 8200 | 22.4627 | 0.12195 | 0.12195 | 999 | 0.6914 | 0.56883 | 0.44688 | 0.44688 | 999 | 0.82 | 6.7114 | 6.7114 | -1 | 0.10965 | 999 | 25 | 25 | -1 | 22.4627 | 0.6914 | 0.10965 | 777.9886 | 0.10965 | 0.58175 | 0 | 366.4%
| 8210 | 22.4901 | 0.1218 | 0.1218 | 999 | 0.6914 | 0.56883 | 0.44703 | 0.44703 | 999 | 0.821 | 6.7114 | 6.7114 | -1 | 0.10965 | 999 | 25 | 25 | -1 | 22.4901 | 0.6914 | 0.10965 | 778.9374 | 0.10965 | 0.58175 | 0 | 367%
| 8220 | 22.5175 | 0.12165 | 0.12165 | 999 | 0.6914 | 0.56883 | 0.44718 | 0.44718 | 999 | 0.822 | 6.7114 | 6.7114 | -1 | 0.10965 | 999 | 25 | 25 | -1 | 22.5175 | 0.6914 | 0.10965 | 779.8861 | 0.10965 | 0.58175 | 0 | 367.6%
| 8230 | 22.5449 | 0.12151 | 0.12151 | 999 | 0.6914 | 0.56883 | 0.44732 | 0.44732 | 999 | 0.823 | 6.7114 | 6.7114 | -1 | 0.10965 | 999 | 25 | 25 | -1 | 22.5449 | 0.6914 | 0.10965 | 780.8349 | 0.10965 | 0.58175 | 0 | 368.1%
| 8240 | 22.5723 | 0.12136 | 0.12136 | 999 | 0.6914 | 0.56883 | 0.44747 | 0.44747 | 999 | 0.824 | 6.7114 | 6.7114 | -1 | 0.10965 | 999 | 25 | 25 | -1 | 22.5723 | 0.6914 | 0.10965 | 781.7837 | 0.10965 | 0.58175 | 0 | 368.7%
| 8250 | 22.5996 | 0.12121 | 0.12121 | 999 | 0.6914 | 0.56883 | 0.44762 | 0.44762 | 999 | 0.825 | 6.7114 | 6.7114 | -1 | 0.10965 | 999 | 25 | 25 | -1 | 22.5996 | 0.6914 | 0.10965 | 782.7324 | 0.10965 | 0.58175 | 0 | 369.3%
| 8260 | 22.627 | 0.12107 | 0.12107 | 999 | 0.6914 | 0.56883 | 0.44777 | 0.44777 | 999 | 0.826 | 6.7114 | 6.7114 | -1 | 0.10965 | 999 | 25 | 25 | -1 | 22.627 | 0.6914 | 0.10965 | 783.6812 | 0.10965 | 0.58175 | 0 | 369.9%
| 8270 | 22.6544 | 0.12092 | 0.12092 | 999 | 0.6914 | 0.56883 | 0.44791 | 0.44791 | 999 | 0.827 | 6.7114 | 6.7114 | -1 | 0.10965 | 999 | 25 | 25 | -1 | 22.6544 | 0.6914 | 0.10965 | 784.63 | 0.10965 | 0.58175 | 0 | 370.4%
| 8280 | 22.6818 | 0.12077 | 0.12077 | 999 | 0.6914 | 0.56883 | 0.44806 | 0.44806 | 999 | 0.828 | 6.7114 | 6.7114 | -1 | 0.10965 | 999 | 25 | 25 | -1 | 22.6818 | 0.6914 | 0.10965 | 785.5787 | 0.10965 | 0.58175 | 0 | 371%
| 8290 | 22.7092 | 0.12063 | 0.12063 | 999 | 0.6914 | 0.56883 | 0.4482 | 0.4482 | 999 | 0.829 | 6.7114 | 6.7114 | -1 | 0.10965 | 999 | 25 | 25 | -1 | 22.7092 | 0.6914 | 0.10965 | 786.5275 | 0.10965 | 0.58175 | 0 | 371.6%
| 8300 | 22.7366 | 0.12048 | 0.12048 | 999 | 0.6914 | 0.56883 | 0.44835 | 0.44835 | 999 | 0.83 | 6.7114 | 6.7114 | -1 | 0.10965 | 999 | 25 | 25 | -1 | 22.7366 | 0.6914 | 0.10965 | 787.4763 | 0.10965 | 0.58175 | 0 | 372.1%
| 8310 | 22.764 | 0.12034 | 0.12034 | 999 | 0.6914 | 0.56883 | 0.44849 | 0.44849 | 999 | 0.831 | 6.7114 | 6.7114 | -1 | 0.10965 | 999 | 25 | 25 | -1 | 22.764 | 0.6914 | 0.10965 | 788.425 | 0.10965 | 0.58175 | 0 | 372.7%
| 8320 | 22.7914 | 0.12019 | 0.12019 | 999 | 0.6914 | 0.56883 | 0.44864 | 0.44864 | 999 | 0.832 | 6.7114 | 6.7114 | -1 | 0.10965 | 999 | 25 | 25 | -1 | 22.7914 | 0.6914 | 0.10965 | 789.3738 | 0.10965 | 0.58175 | 0 | 373.3%
| 8330 | 22.8188 | 0.12005 | 0.12005 | 999 | 0.6914 | 0.56883 | 0.44878 | 0.44878 | 999 | 0.833 | 6.7114 | 6.7114 | -1 | 0.10965 | 999 | 25 | 25 | -1 | 22.8188 | 0.6914 | 0.10965 | 790.3226 | 0.10965 | 0.58175 | 0 | 373.8%
| 8340 | 22.8462 | 0.1199 | 0.1199 | 999 | 0.6914 | 0.56883 | 0.44893 | 0.44893 | 999 | 0.834 | 6.7114 | 6.7114 | -1 | 0.10965 | 999 | 25 | 25 | -1 | 22.8462 | 0.6914 | 0.10965 | 791.2713 | 0.10965 | 0.58175 | 0 | 374.4%
| 8350 | 22.8736 | 0.11976 | 0.11976 | 999 | 0.6914 | 0.56883 | 0.44907 | 0.44907 | 999 | 0.835 | 6.7114 | 6.7114 | -1 | 0.10965 | 999 | 25 | 25 | -1 | 22.8736 | 0.6914 | 0.10965 | 792.2201 | 0.10965 | 0.58175 | 0 | 375%
| 8360 | 22.901 | 0.11962 | 0.11962 | 999 | 0.6914 | 0.56883 | 0.44921 | 0.44921 | 999 | 0.836 | 6.7114 | 6.7114 | -1 | 0.10965 | 999 | 25 | 25 | -1 | 22.901 | 0.6914 | 0.10965 | 793.1689 | 0.10965 | 0.58175 | 0 | 375.5%
| 8370 | 22.9284 | 0.11947 | 0.11947 | 999 | 0.6914 | 0.56883 | 0.44936 | 0.44936 | 999 | 0.837 | 6.7114 | 6.7114 | -1 | 0.10965 | 999 | 25 | 25 | -1 | 22.9284 | 0.6914 | 0.10965 | 794.1176 | 0.10965 | 0.58175 | 0 | 376.1%
| 8380 | 22.9558 | 0.11933 | 0.11933 | 999 | 0.6914 | 0.56883 | 0.4495 | 0.4495 | 999 | 0.838 | 6.7114 | 6.7114 | -1 | 0.10965 | 999 | 25 | 25 | -1 | 22.9558 | 0.6914 | 0.10965 | 795.0664 | 0.10965 | 0.58175 | 0 | 376.7%
| 8390 | 22.9832 | 0.11919 | 0.11919 | 999 | 0.6914 | 0.56883 | 0.44964 | 0.44964 | 999 | 0.839 | 6.7114 | 6.7114 | -1 | 0.10965 | 999 | 25 | 25 | -1 | 22.9832 | 0.6914 | 0.10965 | 796.0152 | 0.10965 | 0.58175 | 0 | 377.2%
| 8400 | 23.0105 | 0.11905 | 0.11905 | 999 | 0.71021 | 0.56883 | 0.44978 | 0.44978 | 999 | 0.84 | 6.7114 | 6.7114 | -1 | 0.10965 | 999 | 25 | 25 | -1 | 23.0105 | 0.71021 | 0.10965 | 796.9639 | 0.10965 | 0.60056 | 0 | 377.8%
| 8410 | 23.0379 | 0.11891 | 0.11891 | 999 | 0.71021 | 0.56883 | 0.44992 | 0.44992 | 999 | 0.841 | 6.7114 | 6.7114 | -1 | 0.10965 | 999 | 25 | 25 | -1 | 23.0379 | 0.71021 | 0.10965 | 797.9127 | 0.10965 | 0.60056 | 0 | 378.4%
| 8420 | 23.0653 | 0.11876 | 0.11876 | 999 | 0.71021 | 0.56883 | 0.45007 | 0.45007 | 999 | 0.842 | 6.7114 | 6.7114 | -1 | 0.10965 | 999 | 25 | 25 | -1 | 23.0653 | 0.71021 | 0.10965 | 798.8615 | 0.10965 | 0.60056 | 0 | 379%
| 8430 | 23.0927 | 0.11862 | 0.11862 | 999 | 0.71021 | 0.56883 | 0.45021 | 0.45021 | 999 | 0.843 | 6.7114 | 6.7114 | -1 | 0.10965 | 999 | 25 | 25 | -1 | 23.0927 | 0.71021 | 0.10965 | 799.8102 | 0.10965 | 0.60056 | 0 | 379.5%
| 8440 | 23.1201 | 0.11848 | 0.11848 | 999 | 0.71021 | 0.56883 | 0.45035 | 0.45035 | 999 | 0.844 | 6.7114 | 6.7114 | -1 | 0.10965 | 999 | 25 | 25 | -1 | 23.1201 | 0.71021 | 0.10965 | 800.759 | 0.10965 | 0.60056 | 0 | 380.1%
| 8450 | 23.1475 | 0.11834 | 0.11834 | 999 | 0.71021 | 0.56883 | 0.45049 | 0.45049 | 999 | 0.845 | 6.7114 | 6.7114 | -1 | 0.10965 | 999 | 25 | 25 | -1 | 23.1475 | 0.71021 | 0.10965 | 801.7078 | 0.10965 | 0.60056 | 0 | 380.7%
| 8460 | 23.1749 | 0.1182 | 0.1182 | 999 | 0.71021 | 0.56883 | 0.45063 | 0.45063 | 999 | 0.846 | 6.7114 | 6.7114 | -1 | 0.10965 | 999 | 25 | 25 | -1 | 23.1749 | 0.71021 | 0.10965 | 802.6565 | 0.10965 | 0.60056 | 0 | 381.2%
| 8470 | 23.2023 | 0.11806 | 0.11806 | 999 | 0.71021 | 0.56883 | 0.45077 | 0.45077 | 999 | 0.847 | 6.7114 | 6.7114 | -1 | 0.10965 | 999 | 25 | 25 | -1 | 23.2023 | 0.71021 | 0.10965 | 803.6053 | 0.10965 | 0.60056 | 0 | 381.8%
| 8480 | 23.2297 | 0.11792 | 0.11792 | 999 | 0.71021 | 0.56883 | 0.45091 | 0.45091 | 999 | 0.848 | 6.7114 | 6.7114 | -1 | 0.10965 | 999 | 25 | 25 | -1 | 23.2297 | 0.71021 | 0.10965 | 804.5541 | 0.10965 | 0.60056 | 0 | 382.4%
| 8490 | 23.2571 | 0.11779 | 0.11779 | 999 | 0.71021 | 0.56883 | 0.45104 | 0.45104 | 999 | 0.849 | 6.7114 | 6.7114 | -1 | 0.10965 | 999 | 25 | 25 | -1 | 23.2571 | 0.71021 | 0.10965 | 805.5028 | 0.10965 | 0.60056 | 0 | 382.9%
| 8500 | 23.2845 | 0.11765 | 0.11765 | 999 | 0.71021 | 0.56883 | 0.45118 | 0.45118 | 999 | 0.85 | 6.7114 | 6.7114 | -1 | 0.10965 | 999 | 25 | 25 | -1 | 23.2845 | 0.71021 | 0.10965 | 806.4516 | 0.10965 | 0.60056 | 0 | 383.5%
| 8510 | 23.3119 | 0.11751 | 0.11751 | 999 | 0.71021 | 0.56883 | 0.45132 | 0.45132 | 999 | 0.851 | 6.7114 | 6.7114 | -1 | 0.10965 | 999 | 25 | 25 | -1 | 23.3119 | 0.71021 | 0.10965 | 807.4004 | 0.10965 | 0.60056 | 0 | 384.1%
| 8520 | 23.3393 | 0.11737 | 0.11737 | 999 | 0.71021 | 0.56883 | 0.45146 | 0.45146 | 999 | 0.852 | 6.7114 | 6.7114 | -1 | 0.10965 | 999 | 25 | 25 | -1 | 23.3393 | 0.71021 | 0.10965 | 808.3491 | 0.10965 | 0.60056 | 0 | 384.6%
| 8530 | 23.3667 | 0.11723 | 0.11723 | 999 | 0.71021 | 0.56883 | 0.4516 | 0.4516 | 999 | 0.853 | 6.7114 | 6.7114 | -1 | 0.10965 | 999 | 25 | 25 | -1 | 23.3667 | 0.71021 | 0.10965 | 809.2979 | 0.10965 | 0.60056 | 0 | 385.2%
| 8540 | 23.3941 | 0.1171 | 0.1171 | 999 | 0.71021 | 0.56883 | 0.45173 | 0.45173 | 999 | 0.854 | 6.7114 | 6.7114 | -1 | 0.10965 | 999 | 25 | 25 | -1 | 23.3941 | 0.71021 | 0.10965 | 810.2467 | 0.10965 | 0.60056 | 0 | 385.8%
| 8550 | 23.4214 | 0.11696 | 0.11696 | 999 | 0.71021 | 0.56883 | 0.45187 | 0.45187 | 999 | 0.855 | 6.7114 | 6.7114 | -1 | 0.10965 | 999 | 25 | 25 | -1 | 23.4214 | 0.71021 | 0.10965 | 811.1954 | 0.10965 | 0.60056 | 0 | 386.4%
| 8560 | 23.4488 | 0.11682 | 0.11682 | 999 | 0.71021 | 0.56883 | 0.45201 | 0.45201 | 999 | 0.856 | 6.7114 | 6.7114 | -1 | 0.10965 | 999 | 25 | 25 | -1 | 23.4488 | 0.71021 | 0.10965 | 812.1442 | 0.10965 | 0.60056 | 0 | 386.9%
| 8570 | 23.4762 | 0.11669 | 0.11669 | 999 | 0.71021 | 0.56883 | 0.45214 | 0.45214 | 999 | 0.857 | 6.7114 | 6.7114 | -1 | 0.10965 | 999 | 25 | 25 | -1 | 23.4762 | 0.71021 | 0.10965 | 813.093 | 0.10965 | 0.60056 | 0 | 387.5%
| 8580 | 23.5036 | 0.11655 | 0.11655 | 999 | 0.71021 | 0.56883 | 0.45228 | 0.45228 | 999 | 0.858 | 6.7114 | 6.7114 | -1 | 0.10965 | 999 | 25 | 25 | -1 | 23.5036 | 0.71021 | 0.10965 | 814.0417 | 0.10965 | 0.60056 | 0 | 388.1%
| 8590 | 23.531 | 0.11641 | 0.11641 | 999 | 0.71021 | 0.56883 | 0.45242 | 0.45242 | 999 | 0.859 | 6.7114 | 6.7114 | -1 | 0.10965 | 999 | 25 | 25 | -1 | 23.531 | 0.71021 | 0.10965 | 814.9905 | 0.10965 | 0.60056 | 0 | 388.6%
| 8600 | 23.5584 | 0.11628 | 0.11628 | 999 | 0.71021 | 0.56883 | 0.45255 | 0.45255 | 999 | 0.86 | 6.7114 | 6.7114 | -1 | 0.10965 | 999 | 25 | 25 | -1 | 23.5584 | 0.71021 | 0.10965 | 815.9393 | 0.10965 | 0.60056 | 0 | 389.2%
| 8610 | 23.5858 | 0.11614 | 0.11614 | 999 | 0.71021 | 0.56883 | 0.45269 | 0.45269 | 999 | 0.861 | 6.7114 | 6.7114 | -1 | 0.10965 | 999 | 25 | 25 | -1 | 23.5858 | 0.71021 | 0.10965 | 816.888 | 0.10965 | 0.60056 | 0 | 389.8%
| 8620 | 23.6132 | 0.11601 | 0.11601 | 999 | 0.71021 | 0.56883 | 0.45282 | 0.45282 | 999 | 0.862 | 6.7114 | 6.7114 | -1 | 0.10965 | 999 | 25 | 25 | -1 | 23.6132 | 0.71021 | 0.10965 | 817.8368 | 0.10965 | 0.60056 | 0 | 390.3%
| 8630 | 23.6406 | 0.11587 | 0.11587 | 999 | 0.71021 | 0.56883 | 0.45296 | 0.45296 | 999 | 0.863 | 6.7114 | 6.7114 | -1 | 0.10965 | 999 | 25 | 25 | -1 | 23.6406 | 0.71021 | 0.10965 | 818.7856 | 0.10965 | 0.60056 | 0 | 390.9%
| 8640 | 23.668 | 0.11574 | 0.11574 | 999 | 0.71021 | 0.56883 | 0.45309 | 0.45309 | 999 | 0.864 | 6.7114 | 6.7114 | -1 | 0.10965 | 999 | 25 | 25 | -1 | 23.668 | 0.71021 | 0.10965 | 819.7343 | 0.10965 | 0.60056 | 0 | 391.5%
| 8650 | 23.6954 | 0.11561 | 0.11561 | 999 | 0.71021 | 0.56883 | 0.45322 | 0.45322 | 999 | 0.865 | 6.7114 | 6.7114 | -1 | 0.10965 | 999 | 25 | 25 | -1 | 23.6954 | 0.71021 | 0.10965 | 820.6831 | 0.10965 | 0.60056 | 0 | 392%
| 8660 | 23.7228 | 0.11547 | 0.11547 | 999 | 0.71021 | 0.56883 | 0.45336 | 0.45336 | 999 | 0.866 | 6.7114 | 6.7114 | -1 | 0.10965 | 999 | 25 | 25 | -1 | 23.7228 | 0.71021 | 0.10965 | 821.6319 | 0.10965 | 0.60056 | 0 | 392.6%
| 8670 | 23.7502 | 0.11534 | 0.11534 | 999 | 0.71021 | 0.56883 | 0.45349 | 0.45349 | 999 | 0.867 | 6.7114 | 6.7114 | -1 | 0.10965 | 999 | 25 | 25 | -1 | 23.7502 | 0.71021 | 0.10965 | 822.5806 | 0.10965 | 0.60056 | 0 | 393.2%
| 8680 | 23.7776 | 0.11521 | 0.11521 | 999 | 0.71021 | 0.56883 | 0.45362 | 0.45362 | 999 | 0.868 | 6.7114 | 6.7114 | -1 | 0.10965 | 999 | 25 | 25 | -1 | 23.7776 | 0.71021 | 0.10965 | 823.5294 | 0.10965 | 0.60056 | 0 | 393.7%
| 8690 | 23.805 | 0.11507 | 0.11507 | 999 | 0.71021 | 0.56883 | 0.45376 | 0.45376 | 999 | 0.869 | 6.7114 | 6.7114 | -1 | 0.10965 | 999 | 25 | 25 | -1 | 23.805 | 0.71021 | 0.10965 | 824.4782 | 0.10965 | 0.60056 | 0 | 394.3%
| 8700 | 23.8324 | 0.11494 | 0.11494 | 999 | 0.71021 | 0.56883 | 0.45389 | 0.45389 | 999 | 0.87 | 6.7114 | 6.7114 | -1 | 0.10965 | 999 | 25 | 25 | -1 | 23.8324 | 0.71021 | 0.10965 | 825.4269 | 0.10965 | 0.60056 | 0 | 394.9%
| 8710 | 23.8597 | 0.11481 | 0.11481 | 999 | 0.71021 | 0.56883 | 0.45402 | 0.45402 | 999 | 0.871 | 6.7114 | 6.7114 | -1 | 0.10965 | 999 | 25 | 25 | -1 | 23.8597 | 0.71021 | 0.10965 | 826.3757 | 0.10965 | 0.60056 | 0 | 395.5%
| 8720 | 23.8871 | 0.11468 | 0.11468 | 999 | 0.71021 | 0.56883 | 0.45415 | 0.45415 | 999 | 0.872 | 6.7114 | 6.7114 | -1 | 0.10965 | 999 | 25 | 25 | -1 | 23.8871 | 0.71021 | 0.10965 | 827.3245 | 0.10965 | 0.60056 | 0 | 396%
| 8730 | 23.9145 | 0.11455 | 0.11455 | 999 | 0.71021 | 0.56883 | 0.45428 | 0.45428 | 999 | 0.873 | 6.7114 | 6.7114 | -1 | 0.10965 | 999 | 25 | 25 | -1 | 23.9145 | 0.71021 | 0.10965 | 828.2732 | 0.10965 | 0.60056 | 0 | 396.6%
| 8740 | 23.9419 | 0.11442 | 0.11442 | 999 | 0.71021 | 0.56883 | 0.45441 | 0.45441 | 999 | 0.874 | 6.7114 | 6.7114 | -1 | 0.10965 | 999 | 25 | 25 | -1 | 23.9419 | 0.71021 | 0.10965 | 829.222 | 0.10965 | 0.60056 | 0 | 397.2%
| 8750 | 23.9693 | 0.11429 | 0.11429 | 999 | 0.71021 | 0.56883 | 0.45454 | 0.45454 | 999 | 0.875 | 6.7114 | 6.7114 | -1 | 0.10965 | 999 | 25 | 25 | -1 | 23.9693 | 0.71021 | 0.10965 | 830.1708 | 0.10965 | 0.60056 | 0 | 397.7%
| 8760 | 23.9967 | 0.11416 | 0.11416 | 999 | 0.71021 | 0.56883 | 0.45468 | 0.45468 | 999 | 0.876 | 6.7114 | 6.7114 | -1 | 0.10965 | 999 | 25 | 25 | -1 | 23.9967 | 0.71021 | 0.10965 | 831.1195 | 0.10965 | 0.60056 | 0 | 398.3%
| 8770 | 24.0241 | 0.11403 | 0.11403 | 999 | 0.7295 | 0.56883 | 0.45481 | 0.45481 | 999 | 0.877 | 6.7114 | 6.7114 | -1 | 0.10965 | 999 | 25 | 25 | -1 | 24.0241 | 0.7295 | 0.10965 | 832.0683 | 0.10965 | 0.61985 | 0 | 398.9%
| 8780 | 24.0515 | 0.1139 | 0.1139 | 999 | 0.7295 | 0.56883 | 0.45494 | 0.45494 | 999 | 0.878 | 6.7114 | 6.7114 | -1 | 0.10965 | 999 | 25 | 25 | -1 | 24.0515 | 0.7295 | 0.10965 | 833.0171 | 0.10965 | 0.61985 | 0 | 399.4%
| 8790 | 24.0789 | 0.11377 | 0.11377 | 999 | 0.7295 | 0.56883 | 0.45506 | 0.45506 | 999 | 0.879 | 6.7114 | 6.7114 | -1 | 0.10965 | 999 | 25 | 25 | -1 | 24.0789 | 0.7295 | 0.10965 | 833.9658 | 0.10965 | 0.61985 | 0 | 400%
| 8800 | 24.1063 | 0.11364 | 0.11364 | 999 | 0.7295 | 0.56883 | 0.45519 | 0.45519 | 999 | 0.88 | 6.7114 | 6.7114 | -1 | 0.10965 | 999 | 25 | 25 | -1 | 24.1063 | 0.7295 | 0.10965 | 834.9146 | 0.10965 | 0.61985 | 0 | 400.6%
| 8810 | 24.1337 | 0.11351 | 0.11351 | 999 | 0.7295 | 0.56883 | 0.45532 | 0.45532 | 999 | 0.881 | 6.7114 | 6.7114 | -1 | 0.10965 | 999 | 25 | 25 | -1 | 24.1337 | 0.7295 | 0.10965 | 835.8634 | 0.10965 | 0.61985 | 0 | 401.1%
| 8820 | 24.1611 | 0.11338 | 0.11338 | 999 | 0.7295 | 0.56883 | 0.45545 | 0.45545 | 999 | 0.882 | 6.7114 | 6.7114 | -1 | 0.10965 | 999 | 25 | 25 | -1 | 24.1611 | 0.7295 | 0.10965 | 836.8121 | 0.10965 | 0.61985 | 0 | 401.7%
| 8830 | 24.1885 | 0.11325 | 0.11325 | 999 | 0.7295 | 0.56883 | 0.45558 | 0.45558 | 999 | 0.883 | 6.7114 | 6.7114 | -1 | 0.10965 | 999 | 25 | 25 | -1 | 24.1885 | 0.7295 | 0.10965 | 837.7609 | 0.10965 | 0.61985 | 0 | 402.3%
| 8840 | 24.2159 | 0.11312 | 0.11312 | 999 | 0.7295 | 0.56883 | 0.45571 | 0.45571 | 999 | 0.884 | 6.7114 | 6.7114 | -1 | 0.10965 | 999 | 25 | 25 | -1 | 24.2159 | 0.7295 | 0.10965 | 838.7097 | 0.10965 | 0.61985 | 0 | 402.8%
| 8850 | 24.2433 | 0.11299 | 0.11299 | 999 | 0.7295 | 0.56883 | 0.45584 | 0.45584 | 999 | 0.885 | 6.7114 | 6.7114 | -1 | 0.10965 | 999 | 25 | 25 | -1 | 24.2433 | 0.7295 | 0.10965 | 839.6584 | 0.10965 | 0.61985 | 0 | 403.4%
| 8860 | 24.2706 | 0.11287 | 0.11287 | 999 | 0.7295 | 0.56883 | 0.45596 | 0.45596 | 999 | 0.886 | 6.7114 | 6.7114 | -1 | 0.10965 | 999 | 25 | 25 | -1 | 24.2706 | 0.7295 | 0.10965 | 840.6072 | 0.10965 | 0.61985 | 0 | 404%
| 8870 | 24.298 | 0.11274 | 0.11274 | 999 | 0.7295 | 0.56883 | 0.45609 | 0.45609 | 999 | 0.887 | 6.7114 | 6.7114 | -1 | 0.10965 | 999 | 25 | 25 | -1 | 24.298 | 0.7295 | 0.10965 | 841.556 | 0.10965 | 0.61985 | 0 | 404.6%
| 8880 | 24.3254 | 0.11261 | 0.11261 | 999 | 0.7295 | 0.56883 | 0.45622 | 0.45622 | 999 | 0.888 | 6.7114 | 6.7114 | -1 | 0.10965 | 999 | 25 | 25 | -1 | 24.3254 | 0.7295 | 0.10965 | 842.5047 | 0.10965 | 0.61985 | 0 | 405.1%
| 8890 | 24.3528 | 0.11249 | 0.11249 | 999 | 0.7295 | 0.56883 | 0.45634 | 0.45634 | 999 | 0.889 | 6.7114 | 6.7114 | -1 | 0.10965 | 999 | 25 | 25 | -1 | 24.3528 | 0.7295 | 0.10965 | 843.4535 | 0.10965 | 0.61985 | 0 | 405.7%
| 8900 | 24.3802 | 0.11236 | 0.11236 | 999 | 0.7295 | 0.56883 | 0.45647 | 0.45647 | 999 | 0.89 | 6.7114 | 6.7114 | -1 | 0.10965 | 999 | 25 | 25 | -1 | 24.3802 | 0.7295 | 0.10965 | 844.4023 | 0.10965 | 0.61985 | 0 | 406.3%
| 8910 | 24.4076 | 0.11223 | 0.11223 | 999 | 0.7295 | 0.56883 | 0.4566 | 0.4566 | 999 | 0.891 | 6.7114 | 6.7114 | -1 | 0.10965 | 999 | 25 | 25 | -1 | 24.4076 | 0.7295 | 0.10965 | 845.351 | 0.10965 | 0.61985 | 0 | 406.8%
| 8920 | 24.435 | 0.11211 | 0.11211 | 999 | 0.7295 | 0.56883 | 0.45672 | 0.45672 | 999 | 0.892 | 6.7114 | 6.7114 | -1 | 0.10965 | 999 | 25 | 25 | -1 | 24.435 | 0.7295 | 0.10965 | 846.2998 | 0.10965 | 0.61985 | 0 | 407.4%
| 8930 | 24.4624 | 0.11198 | 0.11198 | 999 | 0.7295 | 0.56883 | 0.45685 | 0.45685 | 999 | 0.893 | 6.7114 | 6.7114 | -1 | 0.10965 | 999 | 25 | 25 | -1 | 24.4624 | 0.7295 | 0.10965 | 847.2486 | 0.10965 | 0.61985 | 0 | 408%
| 8940 | 24.4898 | 0.11186 | 0.11186 | 999 | 0.7295 | 0.56883 | 0.45697 | 0.45697 | 999 | 0.894 | 6.7114 | 6.7114 | -1 | 0.10965 | 999 | 25 | 25 | -1 | 24.4898 | 0.7295 | 0.10965 | 848.1973 | 0.10965 | 0.61985 | 0 | 408.5%
| 8950 | 24.5172 | 0.11173 | 0.11173 | 999 | 0.7295 | 0.56883 | 0.4571 | 0.4571 | 999 | 0.895 | 6.7114 | 6.7114 | -1 | 0.10965 | 999 | 25 | 25 | -1 | 24.5172 | 0.7295 | 0.10965 | 849.1461 | 0.10965 | 0.61985 | 0 | 409.1%
| 8960 | 24.5446 | 0.11161 | 0.11161 | 999 | 0.7295 | 0.56883 | 0.45722 | 0.45722 | 999 | 0.896 | 6.7114 | 6.7114 | -1 | 0.10965 | 999 | 25 | 25 | -1 | 24.5446 | 0.7295 | 0.10965 | 850.0949 | 0.10965 | 0.61985 | 0 | 409.7%
| 8970 | 24.572 | 0.11148 | 0.11148 | 999 | 0.7295 | 0.56883 | 0.45735 | 0.45735 | 999 | 0.897 | 6.7114 | 6.7114 | -1 | 0.10965 | 999 | 25 | 25 | -1 | 24.572 | 0.7295 | 0.10965 | 851.0436 | 0.10965 | 0.61985 | 0 | 410.2%
| 8980 | 24.5994 | 0.11136 | 0.11136 | 999 | 0.7295 | 0.56883 | 0.45747 | 0.45747 | 999 | 0.898 | 6.7114 | 6.7114 | -1 | 0.10965 | 999 | 25 | 25 | -1 | 24.5994 | 0.7295 | 0.10965 | 851.9924 | 0.10965 | 0.61985 | 0 | 410.8%
| 8990 | 24.6268 | 0.11123 | 0.11123 | 999 | 0.7295 | 0.56883 | 0.4576 | 0.4576 | 999 | 0.899 | 6.7114 | 6.7114 | -1 | 0.10965 | 999 | 25 | 25 | -1 | 24.6268 | 0.7295 | 0.10965 | 852.9412 | 0.10965 | 0.61985 | 0 | 411.4%
| 9000 | 24.6542 | 0.11111 | 0.11111 | 999 | 0.7295 | 0.56883 | 0.45772 | 0.45772 | 999 | 0.9 | 6.7114 | 6.7114 | -1 | 0.10965 | 999 | 25 | 25 | -1 | 24.6542 | 0.7295 | 0.10965 | 853.8899 | 0.10965 | 0.61985 | 0 | 411.9%
| 9010 | 24.6816 | 0.11099 | 0.11099 | 999 | 0.7295 | 0.56883 | 0.45784 | 0.45784 | 999 | 0.901 | 6.7114 | 6.7114 | -1 | 0.10965 | 999 | 25 | 25 | -1 | 24.6816 | 0.7295 | 0.10965 | 854.8387 | 0.10965 | 0.61985 | 0 | 412.5%
| 9020 | 24.7089 | 0.11086 | 0.11086 | 999 | 0.7295 | 0.56883 | 0.45797 | 0.45797 | 999 | 0.902 | 6.7114 | 6.7114 | -1 | 0.10965 | 999 | 25 | 25 | -1 | 24.7089 | 0.7295 | 0.10965 | 855.7875 | 0.10965 | 0.61985 | 0 | 413.1%
| 9030 | 24.7363 | 0.11074 | 0.11074 | 999 | 0.7295 | 0.56883 | 0.45809 | 0.45809 | 999 | 0.903 | 6.7114 | 6.7114 | -1 | 0.10965 | 999 | 25 | 25 | -1 | 24.7363 | 0.7295 | 0.10965 | 856.7362 | 0.10965 | 0.61985 | 0 | 413.7%
| 9040 | 24.7637 | 0.11062 | 0.11062 | 999 | 0.7295 | 0.56883 | 0.45821 | 0.45821 | 999 | 0.904 | 6.7114 | 6.7114 | -1 | 0.10965 | 999 | 25 | 25 | -1 | 24.7637 | 0.7295 | 0.10965 | 857.685 | 0.10965 | 0.61985 | 0 | 414.2%
| 9050 | 24.7911 | 0.1105 | 0.1105 | 999 | 0.7295 | 0.56883 | 0.45833 | 0.45833 | 999 | 0.905 | 6.7114 | 6.7114 | -1 | 0.10965 | 999 | 25 | 25 | -1 | 24.7911 | 0.7295 | 0.10965 | 858.6338 | 0.10965 | 0.61985 | 0 | 414.8%
| 9060 | 24.8185 | 0.11038 | 0.11038 | 999 | 0.7295 | 0.56883 | 0.45846 | 0.45846 | 999 | 0.906 | 6.7114 | 6.7114 | -1 | 0.10965 | 999 | 25 | 25 | -1 | 24.8185 | 0.7295 | 0.10965 | 859.5825 | 0.10965 | 0.61985 | 0 | 415.4%
| 9070 | 24.8459 | 0.11025 | 0.11025 | 999 | 0.7295 | 0.56883 | 0.45858 | 0.45858 | 999 | 0.907 | 6.7114 | 6.7114 | -1 | 0.10965 | 999 | 25 | 25 | -1 | 24.8459 | 0.7295 | 0.10965 | 860.5313 | 0.10965 | 0.61985 | 0 | 415.9%
| 9080 | 24.8733 | 0.11013 | 0.11013 | 999 | 0.7295 | 0.56883 | 0.4587 | 0.4587 | 999 | 0.908 | 6.7114 | 6.7114 | -1 | 0.10965 | 999 | 25 | 25 | -1 | 24.8733 | 0.7295 | 0.10965 | 861.4801 | 0.10965 | 0.61985 | 0 | 416.5%
| 9090 | 24.9007 | 0.11001 | 0.11001 | 999 | 0.7295 | 0.56883 | 0.45882 | 0.45882 | 999 | 0.909 | 6.7114 | 6.7114 | -1 | 0.10965 | 999 | 25 | 25 | -1 | 24.9007 | 0.7295 | 0.10965 | 862.4288 | 0.10965 | 0.61985 | 0 | 417.1%
| 9100 | 24.9281 | 0.10989 | 0.10989 | 999 | 0.7295 | 0.56883 | 0.45894 | 0.45894 | 999 | 0.91 | 6.7114 | 6.7114 | -1 | 0.10965 | 999 | 25 | 25 | -1 | 24.9281 | 0.7295 | 0.10965 | 863.3776 | 0.10965 | 0.61985 | 0 | 417.6%
| 9110 | 24.9555 | 0.10977 | 0.10977 | 999 | 0.7295 | 0.56883 | 0.45906 | 0.45906 | 999 | 0.911 | 6.7114 | 6.7114 | -1 | 0.10965 | 999 | 25 | 25 | -1 | 24.9555 | 0.7295 | 0.10965 | 864.3264 | 0.10965 | 0.61985 | 0 | 418.2%
| 9120 | 24.9829 | 0.10965 | 0.10965 | 999 | 0.7295 | 0.56883 | 0.45918 | 0.45918 | 999 | 0.912 | 6.7114 | 6.7114 | -1 | 0.10965 | 999 | 25 | 25 | -1 | 24.9829 | 0.7295 | 0.10965 | 865.2751 | 0.10965 | 0.61985 | 0 | 418.8%
| 9130 | 25.0103 | 0.10953 | 0.10953 | 999 | 0.74926 | 0.56883 | 0.4593 | 0.4593 | 999 | 0.913 | 6.7114 | 6.7114 | -1 | 0.10965 | 999 | 25 | 25 | -1 | 25.0103 | 0.74926 | 0.10965 | 866.2239 | 0.10965 | 0 | 0 | 419.3%
| 9140 | 25.0377 | 0.10941 | 0.10941 | 999 | 0.74926 | 0.56883 | 0.45942 | 0.45942 | 999 | 0.914 | 6.7114 | 6.7114 | -1 | 0.10965 | 999 | 25 | 25 | -1 | 25.0377 | 0.74926 | 0.10965 | 867.1727 | 0.10965 | 0 | 0 | 419.9%
| 9150 | 25.0651 | 0.10929 | 0.10929 | 999 | 0.74926 | 0.56883 | 0.45954 | 0.45954 | 999 | 0.915 | 6.7114 | 6.7114 | -1 | 0.10965 | 999 | 25 | 25 | -1 | 25.0651 | 0.74926 | 0.10965 | 868.1214 | 0.10965 | 0 | 0 | 420.5%
| 9160 | 25.0925 | 0.10917 | 0.10917 | 999 | 0.74926 | 0.56883 | 0.45966 | 0.45966 | 999 | 0.916 | 6.7114 | 6.7114 | -1 | 0.10965 | 999 | 25 | 25 | -1 | 25.0925 | 0.74926 | 0.10965 | 869.0702 | 0.10965 | 0 | 0 | 421%
| 9170 | 25.1198 | 0.10905 | 0.10905 | 999 | 0.74926 | 0.56883 | 0.45978 | 0.45978 | 999 | 0.917 | 6.7114 | 6.7114 | -1 | 0.10965 | 999 | 25 | 25 | -1 | 25.1198 | 0.74926 | 0.10965 | 870.019 | 0.10965 | 0 | 0 | 421.6%
| 9180 | 25.1472 | 0.10893 | 0.10893 | 999 | 0.74926 | 0.56883 | 0.4599 | 0.4599 | 999 | 0.918 | 6.7114 | 6.7114 | -1 | 0.10965 | 999 | 25 | 25 | -1 | 25.1472 | 0.74926 | 0.10965 | 870.9677 | 0.10965 | 0 | 0 | 422.2%
| 9190 | 25.1746 | 0.10881 | 0.10881 | 999 | 0.74926 | 0.56883 | 0.46002 | 0.46002 | 999 | 0.919 | 6.7114 | 6.7114 | -1 | 0.10965 | 999 | 25 | 25 | -1 | 25.1746 | 0.74926 | 0.10965 | 871.9165 | 0.10965 | 0 | 0 | 422.8%
| 9200 | 25.202 | 0.1087 | 0.1087 | 999 | 0.74926 | 0.56883 | 0.46013 | 0.46013 | 999 | 0.92 | 6.7114 | 6.7114 | -1 | 0.10965 | 999 | 25 | 25 | -1 | 25.202 | 0.74926 | 0.10965 | 872.8653 | 0.10965 | 0 | 0 | 423.3%
| 9210 | 25.2294 | 0.10858 | 0.10858 | 999 | 0.74926 | 0.56883 | 0.46025 | 0.46025 | 999 | 0.921 | 6.7114 | 6.7114 | -1 | 0.10965 | 999 | 25 | 25 | -1 | 25.2294 | 0.74926 | 0.10965 | 873.814 | 0.10965 | 0 | 0 | 423.9%
| 9220 | 25.2568 | 0.10846 | 0.10846 | 999 | 0.74926 | 0.56883 | 0.46037 | 0.46037 | 999 | 0.922 | 6.7114 | 6.7114 | -1 | 0.10965 | 999 | 25 | 25 | -1 | 25.2568 | 0.74926 | 0.10965 | 874.7628 | 0.10965 | 0 | 0 | 424.5%
| 9230 | 25.2842 | 0.10834 | 0.10834 | 999 | 0.74926 | 0.56883 | 0.46049 | 0.46049 | 999 | 0.923 | 6.7114 | 6.7114 | -1 | 0.10965 | 999 | 25 | 25 | -1 | 25.2842 | 0.74926 | 0.10965 | 875.7116 | 0.10965 | 0 | 0 | 425%
| 9240 | 25.3116 | 0.10823 | 0.10823 | 999 | 0.74926 | 0.56883 | 0.46061 | 0.46061 | 999 | 0.924 | 6.7114 | 6.7114 | -1 | 0.10965 | 999 | 25 | 25 | -1 | 25.3116 | 0.74926 | 0.10965 | 876.6603 | 0.10965 | 0 | 0 | 425.6%
| 9250 | 25.339 | 0.10811 | 0.10811 | 999 | 0.74926 | 0.56883 | 0.46072 | 0.46072 | 999 | 0.925 | 6.7114 | 6.7114 | -1 | 0.10965 | 999 | 25 | 25 | -1 | 25.339 | 0.74926 | 0.10965 | 877.6091 | 0.10965 | 0 | 0 | 426.2%
| 9260 | 25.3664 | 0.10799 | 0.10799 | 999 | 0.74926 | 0.56883 | 0.46084 | 0.46084 | 999 | 0.926 | 6.7114 | 6.7114 | -1 | 0.10965 | 999 | 25 | 25 | -1 | 25.3664 | 0.74926 | 0.10965 | 878.5579 | 0.10965 | 0 | 0 | 426.7%
| 9270 | 25.3938 | 0.10787 | 0.10787 | 999 | 0.74926 | 0.56883 | 0.46096 | 0.46096 | 999 | 0.927 | 6.7114 | 6.7114 | -1 | 0.10965 | 999 | 25 | 25 | -1 | 25.3938 | 0.74926 | 0.10965 | 879.5066 | 0.10965 | 0 | 0 | 427.3%
| 9280 | 25.4212 | 0.10776 | 0.10776 | 999 | 0.74926 | 0.56883 | 0.46107 | 0.46107 | 999 | 0.928 | 6.7114 | 6.7114 | -1 | 0.10965 | 999 | 25 | 25 | -1 | 25.4212 | 0.74926 | 0.10965 | 880.4554 | 0.10965 | 0 | 0 | 427.9%
| 9290 | 25.4486 | 0.10764 | 0.10764 | 999 | 0.74926 | 0.56883 | 0.46119 | 0.46119 | 999 | 0.929 | 6.7114 | 6.7114 | -1 | 0.10965 | 999 | 25 | 25 | -1 | 25.4486 | 0.74926 | 0.10965 | 881.4042 | 0.10965 | 0 | 0 | 428.4%
| 9300 | 25.476 | 0.10753 | 0.10753 | 999 | 0.74926 | 0.56883 | 0.4613 | 0.4613 | 999 | 0.93 | 6.7114 | 6.7114 | -1 | 0.10965 | 999 | 25 | 25 | -1 | 25.476 | 0.74926 | 0.10965 | 882.3529 | 0.10965 | 0 | 0 | 429%
| 9310 | 25.5034 | 0.10741 | 0.10741 | 999 | 0.74926 | 0.56883 | 0.46142 | 0.46142 | 999 | 0.931 | 6.7114 | 6.7114 | -1 | 0.10965 | 999 | 25 | 25 | -1 | 25.5034 | 0.74926 | 0.10965 | 883.3017 | 0.10965 | 0 | 0 | 429.6%
| 9320 | 25.5307 | 0.1073 | 0.1073 | 999 | 0.74926 | 0.56883 | 0.46153 | 0.46153 | 999 | 0.932 | 6.7114 | 6.7114 | -1 | 0.10965 | 999 | 25 | 25 | -1 | 25.5307 | 0.74926 | 0.10965 | 884.2505 | 0.10965 | 0 | 0 | 430.1%
| 9330 | 25.5581 | 0.10718 | 0.10718 | 999 | 0.74926 | 0.56883 | 0.46165 | 0.46165 | 999 | 0.933 | 6.7114 | 6.7114 | -1 | 0.10965 | 999 | 25 | 25 | -1 | 25.5581 | 0.74926 | 0.10965 | 885.1992 | 0.10965 | 0 | 0 | 430.7%
| 9340 | 25.5855 | 0.10707 | 0.10707 | 999 | 0.74926 | 0.56883 | 0.46176 | 0.46176 | 999 | 0.934 | 6.7114 | 6.7114 | -1 | 0.10965 | 999 | 25 | 25 | -1 | 25.5855 | 0.74926 | 0.10965 | 886.148 | 0.10965 | 0 | 0 | 431.3%
| 9350 | 25.6129 | 0.10695 | 0.10695 | 999 | 0.74926 | 0.56883 | 0.46188 | 0.46188 | 999 | 0.935 | 6.7114 | 6.7114 | -1 | 0.10965 | 999 | 25 | 25 | -1 | 25.6129 | 0.74926 | 0.10965 | 887.0968 | 0.10965 | 0 | 0 | 431.9%
| 9360 | 25.6403 | 0.10684 | 0.10684 | 999 | 0.74926 | 0.56883 | 0.46199 | 0.46199 | 999 | 0.936 | 6.7114 | 6.7114 | -1 | 0.10965 | 999 | 25 | 25 | -1 | 25.6403 | 0.74926 | 0.10965 | 888.0455 | 0.10965 | 0 | 0 | 432.4%
| 9370 | 25.6677 | 0.10672 | 0.10672 | 999 | 0.74926 | 0.56883 | 0.46211 | 0.46211 | 999 | 0.937 | 6.7114 | 6.7114 | -1 | 0.10965 | 999 | 25 | 25 | -1 | 25.6677 | 0.74926 | 0.10965 | 888.9943 | 0.10965 | 0 | 0 | 433%
| 9380 | 25.6951 | 0.10661 | 0.10661 | 999 | 0.74926 | 0.56883 | 0.46222 | 0.46222 | 999 | 0.938 | 6.7114 | 6.7114 | -1 | 0.10965 | 999 | 25 | 25 | -1 | 25.6951 | 0.74926 | 0.10965 | 889.9431 | 0.10965 | 0 | 0 | 433.6%
| 9390 | 25.7225 | 0.1065 | 0.1065 | 999 | 0.74926 | 0.56883 | 0.46233 | 0.46233 | 999 | 0.939 | 6.7114 | 6.7114 | -1 | 0.10965 | 999 | 25 | 25 | -1 | 25.7225 | 0.74926 | 0.10965 | 890.8918 | 0.10965 | 0 | 0 | 434.1%
| 9400 | 25.7499 | 0.10638 | 0.10638 | 999 | 0.74926 | 0.56883 | 0.46245 | 0.46245 | 999 | 0.94 | 6.7114 | 6.7114 | -1 | 0.10965 | 999 | 25 | 25 | -1 | 25.7499 | 0.74926 | 0.10965 | 891.8406 | 0.10965 | 0 | 0 | 434.7%
| 9410 | 25.7773 | 0.10627 | 0.10627 | 999 | 0.74926 | 0.56883 | 0.46256 | 0.46256 | 999 | 0.941 | 6.7114 | 6.7114 | -1 | 0.10965 | 999 | 25 | 25 | -1 | 25.7773 | 0.74926 | 0.10965 | 892.7894 | 0.10965 | 0 | 0 | 435.3%
| 9420 | 25.8047 | 0.10616 | 0.10616 | 999 | 0.74926 | 0.56883 | 0.46267 | 0.46267 | 999 | 0.942 | 6.7114 | 6.7114 | -1 | 0.10965 | 999 | 25 | 25 | -1 | 25.8047 | 0.74926 | 0.10965 | 893.7381 | 0.10965 | 0 | 0 | 435.8%
| 9430 | 25.8321 | 0.10604 | 0.10604 | 999 | 0.74926 | 0.56883 | 0.46279 | 0.46279 | 999 | 0.943 | 6.7114 | 6.7114 | -1 | 0.10965 | 999 | 25 | 25 | -1 | 25.8321 | 0.74926 | 0.10965 | 894.6869 | 0.10965 | 0 | 0 | 436.4%
| 9440 | 25.8595 | 0.10593 | 0.10593 | 999 | 0.74926 | 0.56883 | 0.4629 | 0.4629 | 999 | 0.944 | 6.7114 | 6.7114 | -1 | 0.10965 | 999 | 25 | 25 | -1 | 25.8595 | 0.74926 | 0.10965 | 895.6357 | 0.10965 | 0 | 0 | 437%
| 9450 | 25.8869 | 0.10582 | 0.10582 | 999 | 0.74926 | 0.56883 | 0.46301 | 0.46301 | 999 | 0.945 | 6.7114 | 6.7114 | -1 | 0.10965 | 999 | 25 | 25 | -1 | 25.8869 | 0.74926 | 0.10965 | 896.5844 | 0.10965 | 0 | 0 | 437.5%
| 9460 | 25.9143 | 0.10571 | 0.10571 | 999 | 0.74926 | 0.56883 | 0.46312 | 0.46312 | 999 | 0.946 | 6.7114 | 6.7114 | -1 | 0.10965 | 999 | 25 | 25 | -1 | 25.9143 | 0.74926 | 0.10965 | 897.5332 | 0.10965 | 0 | 0 | 438.1%
| 9470 | 25.9417 | 0.1056 | 0.1056 | 999 | 0.74926 | 0.56883 | 0.46323 | 0.46323 | 999 | 0.947 | 6.7114 | 6.7114 | -1 | 0.10965 | 999 | 25 | 25 | -1 | 25.9417 | 0.74926 | 0.10965 | 898.482 | 0.10965 | 0 | 0 | 438.7%
| 9480 | 25.969 | 0.10549 | 0.10549 | 999 | 0.74926 | 0.56883 | 0.46335 | 0.46335 | 999 | 0.948 | 6.7114 | 6.7114 | -1 | 0.10965 | 999 | 25 | 25 | -1 | 25.969 | 0.74926 | 0.10965 | 899.4307 | 0.10965 | 0 | 0 | 439.3%
| 9490 | 25.9964 | 0.10537 | 0.10537 | 999 | 0.74926 | 0.56883 | 0.46346 | 0.46346 | 999 | 0.949 | 6.7114 | 6.7114 | -1 | 0.10965 | 999 | 25 | 25 | -1 | 25.9964 | 0.74926 | 0.10965 | 900.3795 | 0.10965 | 0 | 0 | 439.8%
| 9500 | 26.0238 | 0.10526 | 0.10526 | 999 | 0.76952 | 0.56883 | 0.46357 | 0.46357 | 999 | 0.95 | 6.7114 | 6.7114 | -1 | 0.10965 | 999 | 25 | 25 | -1 | 26.0238 | 0.76952 | 0.10965 | 901.3283 | 0.10965 | 0 | 0 | 440.4%
| 9510 | 26.0512 | 0.10515 | 0.10515 | 999 | 0.76952 | 0.56883 | 0.46368 | 0.46368 | 999 | 0.951 | 6.7114 | 6.7114 | -1 | 0.10965 | 999 | 25 | 25 | -1 | 26.0512 | 0.76952 | 0.10965 | 902.277 | 0.10965 | 0 | 0 | 441%
| 9520 | 26.0786 | 0.10504 | 0.10504 | 999 | 0.76952 | 0.56883 | 0.46379 | 0.46379 | 999 | 0.952 | 6.7114 | 6.7114 | -1 | 0.10965 | 999 | 25 | 25 | -1 | 26.0786 | 0.76952 | 0.10965 | 903.2258 | 0.10965 | 0 | 0 | 441.5%
| 9530 | 26.106 | 0.10493 | 0.10493 | 999 | 0.76952 | 0.56883 | 0.4639 | 0.4639 | 999 | 0.953 | 6.7114 | 6.7114 | -1 | 0.10965 | 999 | 25 | 25 | -1 | 26.106 | 0.76952 | 0.10965 | 904.1746 | 0.10965 | 0 | 0 | 442.1%
| 9540 | 26.1334 | 0.10482 | 0.10482 | 999 | 0.76952 | 0.56883 | 0.46401 | 0.46401 | 999 | 0.954 | 6.7114 | 6.7114 | -1 | 0.10965 | 999 | 25 | 25 | -1 | 26.1334 | 0.76952 | 0.10965 | 905.1233 | 0.10965 | 0 | 0 | 442.7%
| 9550 | 26.1608 | 0.10471 | 0.10471 | 999 | 0.76952 | 0.56883 | 0.46412 | 0.46412 | 999 | 0.955 | 6.7114 | 6.7114 | -1 | 0.10965 | 999 | 25 | 25 | -1 | 26.1608 | 0.76952 | 0.10965 | 906.0721 | 0.10965 | 0 | 0 | 443.2%
| 9560 | 26.1882 | 0.1046 | 0.1046 | 999 | 0.76952 | 0.56883 | 0.46423 | 0.46423 | 999 | 0.956 | 6.7114 | 6.7114 | -1 | 0.10965 | 999 | 25 | 25 | -1 | 26.1882 | 0.76952 | 0.10965 | 907.0209 | 0.10965 | 0 | 0 | 443.8%
| 9570 | 26.2156 | 0.10449 | 0.10449 | 999 | 0.76952 | 0.56883 | 0.46434 | 0.46434 | 999 | 0.957 | 6.7114 | 6.7114 | -1 | 0.10965 | 999 | 25 | 25 | -1 | 26.2156 | 0.76952 | 0.10965 | 907.9696 | 0.10965 | 0 | 0 | 444.4%
| 9580 | 26.243 | 0.10438 | 0.10438 | 999 | 0.76952 | 0.56883 | 0.46445 | 0.46445 | 999 | 0.958 | 6.7114 | 6.7114 | -1 | 0.10965 | 999 | 25 | 25 | -1 | 26.243 | 0.76952 | 0.10965 | 908.9184 | 0.10965 | 0 | 0 | 444.9%
| 9590 | 26.2704 | 0.10428 | 0.10428 | 999 | 0.76952 | 0.56883 | 0.46456 | 0.46456 | 999 | 0.959 | 6.7114 | 6.7114 | -1 | 0.10965 | 999 | 25 | 25 | -1 | 26.2704 | 0.76952 | 0.10965 | 909.8672 | 0.10965 | 0 | 0 | 445.5%
| 9600 | 26.2978 | 0.10417 | 0.10417 | 999 | 0.76952 | 0.56883 | 0.46466 | 0.46466 | 999 | 0.96 | 6.7114 | 6.7114 | -1 | 0.10965 | 999 | 25 | 25 | -1 | 26.2978 | 0.76952 | 0.10965 | 910.8159 | 0.10965 | 0 | 0 | 446.1%
| 9610 | 26.3252 | 0.10406 | 0.10406 | 999 | 0.76952 | 0.56883 | 0.46477 | 0.46477 | 999 | 0.961 | 6.7114 | 6.7114 | -1 | 0.10965 | 999 | 25 | 25 | -1 | 26.3252 | 0.76952 | 0.10965 | 911.7647 | 0.10965 | 0 | 0 | 446.6%
| 9620 | 26.3526 | 0.10395 | 0.10395 | 999 | 0.76952 | 0.56883 | 0.46488 | 0.46488 | 999 | 0.962 | 6.7114 | 6.7114 | -1 | 0.10965 | 999 | 25 | 25 | -1 | 26.3526 | 0.76952 | 0.10965 | 912.7135 | 0.10965 | 0 | 0 | 447.2%
| 9630 | 26.3799 | 0.10384 | 0.10384 | 999 | 0.76952 | 0.56883 | 0.46499 | 0.46499 | 999 | 0.963 | 6.7114 | 6.7114 | -1 | 0.10965 | 999 | 25 | 25 | -1 | 26.3799 | 0.76952 | 0.10965 | 913.6622 | 0.10965 | 0 | 0 | 447.8%
| 9640 | 26.4073 | 0.10373 | 0.10373 | 999 | 0.76952 | 0.56883 | 0.4651 | 0.4651 | 999 | 0.964 | 6.7114 | 6.7114 | -1 | 0.10965 | 999 | 25 | 25 | -1 | 26.4073 | 0.76952 | 0.10965 | 914.611 | 0.10965 | 0 | 0 | 448.4%
| 9650 | 26.4347 | 0.10363 | 0.10363 | 999 | 0.76952 | 0.56883 | 0.4652 | 0.4652 | 999 | 0.965 | 6.7114 | 6.7114 | -1 | 0.10965 | 999 | 25 | 25 | -1 | 26.4347 | 0.76952 | 0.10965 | 915.5598 | 0.10965 | 0 | 0 | 448.9%
| 9660 | 26.4621 | 0.10352 | 0.10352 | 999 | 0.76952 | 0.56883 | 0.46531 | 0.46531 | 999 | 0.966 | 6.7114 | 6.7114 | -1 | 0.10965 | 999 | 25 | 25 | -1 | 26.4621 | 0.76952 | 0.10965 | 916.5085 | 0.10965 | 0 | 0 | 449.5%
| 9670 | 26.4895 | 0.10341 | 0.10341 | 999 | 0.76952 | 0.56883 | 0.46542 | 0.46542 | 999 | 0.967 | 6.7114 | 6.7114 | -1 | 0.10965 | 999 | 25 | 25 | -1 | 26.4895 | 0.76952 | 0.10965 | 917.4573 | 0.10965 | 0 | 0 | 450.1%
| 9680 | 26.5169 | 0.10331 | 0.10331 | 999 | 0.76952 | 0.56883 | 0.46552 | 0.46552 | 999 | 0.968 | 6.7114 | 6.7114 | -1 | 0.10965 | 999 | 25 | 25 | -1 | 26.5169 | 0.76952 | 0.10965 | 918.4061 | 0.10965 | 0 | 0 | 450.6%
| 9690 | 26.5443 | 0.1032 | 0.1032 | 999 | 0.76952 | 0.56883 | 0.46563 | 0.46563 | 999 | 0.969 | 6.7114 | 6.7114 | -1 | 0.10965 | 999 | 25 | 25 | -1 | 26.5443 | 0.76952 | 0.10965 | 919.3548 | 0.10965 | 0 | 0 | 451.2%
| 9700 | 26.5717 | 0.10309 | 0.10309 | 999 | 0.76952 | 0.56883 | 0.46574 | 0.46574 | 999 | 0.97 | 6.7114 | 6.7114 | -1 | 0.10965 | 999 | 25 | 25 | -1 | 26.5717 | 0.76952 | 0.10965 | 920.3036 | 0.10965 | 0 | 0 | 451.8%
| 9710 | 26.5991 | 0.10299 | 0.10299 | 999 | 0.76952 | 0.56883 | 0.46584 | 0.46584 | 999 | 0.971 | 6.7114 | 6.7114 | -1 | 0.10965 | 999 | 25 | 25 | -1 | 26.5991 | 0.76952 | 0.10965 | 921.2524 | 0.10965 | 0 | 0 | 452.3%
| 9720 | 26.6265 | 0.10288 | 0.10288 | 999 | 0.76952 | 0.56883 | 0.46595 | 0.46595 | 999 | 0.972 | 6.7114 | 6.7114 | -1 | 0.10965 | 999 | 25 | 25 | -1 | 26.6265 | 0.76952 | 0.10965 | 922.2011 | 0.10965 | 0 | 0 | 452.9%
| 9730 | 26.6539 | 0.10277 | 0.10277 | 999 | 0.76952 | 0.56883 | 0.46606 | 0.46606 | 999 | 0.973 | 6.7114 | 6.7114 | -1 | 0.10965 | 999 | 25 | 25 | -1 | 26.6539 | 0.76952 | 0.10965 | 923.1499 | 0.10965 | 0 | 0 | 453.5%
| 9740 | 26.6813 | 0.10267 | 0.10267 | 999 | 0.76952 | 0.56883 | 0.46616 | 0.46616 | 999 | 0.974 | 6.7114 | 6.7114 | -1 | 0.10965 | 999 | 25 | 25 | -1 | 26.6813 | 0.76952 | 0.10965 | 924.0987 | 0.10965 | 0 | 0 | 454%
| 9750 | 26.7087 | 0.10256 | 0.10256 | 999 | 0.76952 | 0.56883 | 0.46627 | 0.46627 | 999 | 0.975 | 6.7114 | 6.7114 | -1 | 0.10965 | 999 | 25 | 25 | -1 | 26.7087 | 0.76952 | 0.10965 | 925.0474 | 0.10965 | 0 | 0 | 454.6%
| 9760 | 26.7361 | 0.10246 | 0.10246 | 999 | 0.76952 | 0.56883 | 0.46637 | 0.46637 | 999 | 0.976 | 6.7114 | 6.7114 | -1 | 0.10965 | 999 | 25 | 25 | -1 | 26.7361 | 0.76952 | 0.10965 | 925.9962 | 0.10965 | 0 | 0 | 455.2%
| 9770 | 26.7635 | 0.10235 | 0.10235 | 999 | 0.76952 | 0.56883 | 0.46648 | 0.46648 | 999 | 0.977 | 6.7114 | 6.7114 | -1 | 0.10965 | 999 | 25 | 25 | -1 | 26.7635 | 0.76952 | 0.10965 | 926.945 | 0.10965 | 0 | 0 | 455.7%
| 9780 | 26.7909 | 0.10225 | 0.10225 | 999 | 0.76952 | 0.56883 | 0.46658 | 0.46658 | 999 | 0.978 | 6.7114 | 6.7114 | -1 | 0.10965 | 999 | 25 | 25 | -1 | 26.7909 | 0.76952 | 0.10965 | 927.8937 | 0.10965 | 0 | 0 | 456.3%
| 9790 | 26.8182 | 0.10215 | 0.10215 | 999 | 0.76952 | 0.56883 | 0.46669 | 0.46669 | 999 | 0.979 | 6.7114 | 6.7114 | -1 | 0.10965 | 999 | 25 | 25 | -1 | 26.8182 | 0.76952 | 0.10965 | 928.8425 | 0.10965 | 0 | 0 | 456.9%
| 9800 | 26.8456 | 0.10204 | 0.10204 | 999 | 0.76952 | 0.56883 | 0.46679 | 0.46679 | 999 | 0.98 | 6.7114 | 6.7114 | -1 | 0.10965 | 999 | 25 | 25 | -1 | 26.8456 | 0.76952 | 0.10965 | 929.7913 | 0.10965 | 0 | 0 | 457.5%
| 9810 | 26.873 | 0.10194 | 0.10194 | 999 | 0.76952 | 0.56883 | 0.46689 | 0.46689 | 999 | 0.981 | 6.7114 | 6.7114 | -1 | 0.10965 | 999 | 25 | 25 | -1 | 26.873 | 0.76952 | 0.10965 | 930.74 | 0.10965 | 0 | 0 | 458%
| 9820 | 26.9004 | 0.10183 | 0.10183 | 999 | 0.76952 | 0.56883 | 0.467 | 0.467 | 999 | 0.982 | 6.7114 | 6.7114 | -1 | 0.10965 | 999 | 25 | 25 | -1 | 26.9004 | 0.76952 | 0.10965 | 931.6888 | 0.10965 | 0 | 0 | 458.6%
| 9830 | 26.9278 | 0.10173 | 0.10173 | 999 | 0.76952 | 0.56883 | 0.4671 | 0.4671 | 999 | 0.983 | 6.7114 | 6.7114 | -1 | 0.10965 | 999 | 25 | 25 | -1 | 26.9278 | 0.76952 | 0.10965 | 932.6376 | 0.10965 | 0 | 0 | 459.2%
| 9840 | 26.9552 | 0.10163 | 0.10163 | 999 | 0.76952 | 0.56883 | 0.4672 | 0.4672 | 999 | 0.984 | 6.7114 | 6.7114 | -1 | 0.10965 | 999 | 25 | 25 | -1 | 26.9552 | 0.76952 | 0.10965 | 933.5863 | 0.10965 | 0 | 0 | 459.7%
| 9850 | 26.9826 | 0.10152 | 0.10152 | 999 | 0.76952 | 0.56883 | 0.46731 | 0.46731 | 999 | 0.985 | 6.7114 | 6.7114 | -1 | 0.10965 | 999 | 25 | 25 | -1 | 26.9826 | 0.76952 | 0.10965 | 934.5351 | 0.10965 | 0 | 0 | 460.3%
| 9860 | 27.01 | 0.10142 | 0.10142 | 999 | 0.79029 | 0.56883 | 0.46741 | 0.46741 | 999 | 0.986 | 6.7114 | 6.7114 | -1 | 0.10965 | 999 | 25 | 25 | -1 | 27.01 | 0.79029 | 0.10965 | 935.4839 | 0.10965 | 0 | 0 | 460.9%
| 9870 | 27.0374 | 0.10132 | 0.10132 | 999 | 0.79029 | 0.56883 | 0.46751 | 0.46751 | 999 | 0.987 | 6.7114 | 6.7114 | -1 | 0.10965 | 999 | 25 | 25 | -1 | 27.0374 | 0.79029 | 0.10965 | 936.4326 | 0.10965 | 0 | 0 | 461.4%
| 9880 | 27.0648 | 0.10121 | 0.10121 | 999 | 0.79029 | 0.56883 | 0.46762 | 0.46762 | 999 | 0.988 | 6.7114 | 6.7114 | -1 | 0.10965 | 999 | 25 | 25 | -1 | 27.0648 | 0.79029 | 0.10965 | 937.3814 | 0.10965 | 0 | 0 | 462%
| 9890 | 27.0922 | 0.10111 | 0.10111 | 999 | 0.79029 | 0.56883 | 0.46772 | 0.46772 | 999 | 0.989 | 6.7114 | 6.7114 | -1 | 0.10965 | 999 | 25 | 25 | -1 | 27.0922 | 0.79029 | 0.10965 | 938.3302 | 0.10965 | 0 | 0 | 462.6%
| 9900 | 27.1196 | 0.10101 | 0.10101 | 999 | 0.79029 | 0.56883 | 0.46782 | 0.46782 | 999 | 0.99 | 6.7114 | 6.7114 | -1 | 0.10965 | 999 | 25 | 25 | -1 | 27.1196 | 0.79029 | 0.10965 | 939.2789 | 0.10965 | 0 | 0 | 463.1%
| 9910 | 27.147 | 0.10091 | 0.10091 | 999 | 0.79029 | 0.56883 | 0.46792 | 0.46792 | 999 | 0.991 | 6.7114 | 6.7114 | -1 | 0.10965 | 999 | 25 | 25 | -1 | 27.147 | 0.79029 | 0.10965 | 940.2277 | 0.10965 | 0 | 0 | 463.7%
| 9920 | 27.1744 | 0.10081 | 0.10081 | 999 | 0.79029 | 0.56883 | 0.46802 | 0.46802 | 999 | 0.992 | 6.7114 | 6.7114 | -1 | 0.10965 | 999 | 25 | 25 | -1 | 27.1744 | 0.79029 | 0.10965 | 941.1765 | 0.10965 | 0 | 0 | 464.3%
| 9930 | 27.2018 | 0.1007 | 0.1007 | 999 | 0.79029 | 0.56883 | 0.46813 | 0.46813 | 999 | 0.993 | 6.7114 | 6.7114 | -1 | 0.10965 | 999 | 25 | 25 | -1 | 27.2018 | 0.79029 | 0.10965 | 942.1252 | 0.10965 | 0 | 0 | 464.8%
| 9940 | 27.2291 | 0.1006 | 0.1006 | 999 | 0.79029 | 0.56883 | 0.46823 | 0.46823 | 999 | 0.994 | 6.7114 | 6.7114 | -1 | 0.10965 | 999 | 25 | 25 | -1 | 27.2291 | 0.79029 | 0.10965 | 943.074 | 0.10965 | 0 | 0 | 465.4%
| 9950 | 27.2565 | 0.1005 | 0.1005 | 999 | 0.79029 | 0.56883 | 0.46833 | 0.46833 | 999 | 0.995 | 6.7114 | 6.7114 | -1 | 0.10965 | 999 | 25 | 25 | -1 | 27.2565 | 0.79029 | 0.10965 | 944.0228 | 0.10965 | 0 | 0 | 466%
| 9960 | 27.2839 | 0.1004 | 0.1004 | 999 | 0.79029 | 0.56883 | 0.46843 | 0.46843 | 999 | 0.996 | 6.7114 | 6.7114 | -1 | 0.10965 | 999 | 25 | 25 | -1 | 27.2839 | 0.79029 | 0.10965 | 944.9715 | 0.10965 | 0 | 0 | 466.6%
| 9970 | 27.3113 | 0.1003 | 0.1003 | 999 | 0.79029 | 0.56883 | 0.46853 | 0.46853 | 999 | 0.997 | 6.7114 | 6.7114 | -1 | 0.10965 | 999 | 25 | 25 | -1 | 27.3113 | 0.79029 | 0.10965 | 945.9203 | 0.10965 | 0 | 0 | 467.1%
| 9980 | 27.3387 | 0.1002 | 0.1002 | 999 | 0.79029 | 0.56883 | 0.46863 | 0.46863 | 999 | 0.998 | 6.7114 | 6.7114 | -1 | 0.10965 | 999 | 25 | 25 | -1 | 27.3387 | 0.79029 | 0.10965 | 946.8691 | 0.10965 | 0 | 0 | 467.7%
| 9990 | 27.3661 | 0.1001 | 0.1001 | 999 | 0.79029 | 0.56883 | 0.46873 | 0.46873 | 999 | 0.999 | 6.7114 | 6.7114 | -1 | 0.10965 | 999 | 25 | 25 | -1 | 27.3661 | 0.79029 | 0.10965 | 947.8178 | 0.10965 | 0 | 0 | 468.3%
| 10000 | 27.3935 | 0.1 | 0.1 | 999 | 0.79029 | 0.56883 | 0.46883 | 0.46883 | 999 | 1 | 6.7114 | 6.7114 | -1 | 0.10965 | 999 | 25 | 25 | -1 | 27.3935 | 0.79029 | 0.10965 | 948.7666 | 0.10965 | 0 | 0 | 468.8%
| 10010 | 27.4209 | 0.0999 | 0.0999 | 999 | 0.79029 | 0.56883 | 0.46893 | 0.46893 | 999 | 1.001 | 6.7114 | 6.7114 | -1 | 0.10965 | 999 | 25 | 25 | -1 | 27.4209 | 0.79029 | 0.10965 | 949.7154 | 0.10965 | 0 | 0 | 469.4%
| 10020 | 27.4483 | 0.0998 | 0.0998 | 999 | 0.79029 | 0.56883 | 0.46903 | 0.46903 | 999 | 1.002 | 6.7114 | 6.7114 | -1 | 0.10965 | 999 | 25 | 25 | -1 | 27.4483 | 0.79029 | 0.10965 | 950.6641 | 0.10965 | 0 | 0 | 470%
| 10030 | 27.4757 | 0.099701 | 0.099701 | 999 | 0.79029 | 0.56883 | 0.46913 | 0.46913 | 999 | 1.003 | 6.7114 | 6.7114 | -1 | 0.10965 | 999 | 25 | 25 | -1 | 27.4757 | 0.79029 | 0.10965 | 951.6129 | 0.10965 | 0 | 0 | 470.5%
| 10040 | 27.5031 | 0.099602 | 0.099602 | 999 | 0.79029 | 0.56883 | 0.46923 | 0.46923 | 999 | 1.004 | 6.7114 | 6.7114 | -1 | 0.10965 | 999 | 25 | 25 | -1 | 27.5031 | 0.79029 | 0.10965 | 952.5617 | 0.10965 | 0 | 0 | 471.1%
| 10050 | 27.5305 | 0.099502 | 0.099502 | 999 | 0.79029 | 0.56883 | 0.46933 | 0.46933 | 999 | 1.005 | 6.7114 | 6.7114 | -1 | 0.10965 | 999 | 25 | 25 | -1 | 27.5305 | 0.79029 | 0.10965 | 953.5104 | 0.10965 | 0 | 0 | 471.7%
| 10060 | 27.5579 | 0.099404 | 0.099404 | 999 | 0.79029 | 0.56883 | 0.46943 | 0.46943 | 999 | 1.006 | 6.7114 | 6.7114 | -1 | 0.10965 | 999 | 25 | 25 | -1 | 27.5579 | 0.79029 | 0.10965 | 954.4592 | 0.10965 | 0 | 0 | 472.2%
| 10070 | 27.5853 | 0.099305 | 0.099305 | 999 | 0.79029 | 0.56883 | 0.46953 | 0.46953 | 999 | 1.007 | 6.7114 | 6.7114 | -1 | 0.10965 | 999 | 25 | 25 | -1 | 27.5853 | 0.79029 | 0.10965 | 955.408 | 0.10965 | 0 | 0 | 472.8%
| 10080 | 27.6127 | 0.099206 | 0.099206 | 999 | 0.79029 | 0.56883 | 0.46962 | 0.46962 | 999 | 1.008 | 6.7114 | 6.7114 | -1 | 0.10965 | 999 | 25 | 25 | -1 | 27.6127 | 0.79029 | 0.10965 | 956.3567 | 0.10965 | 0 | 0 | 473.4%
| 10090 | 27.64 | 0.099108 | 0.099108 | 999 | 0.79029 | 0.56883 | 0.46972 | 0.46972 | 999 | 1.009 | 6.7114 | 6.7114 | -1 | 0.10965 | 999 | 25 | 25 | -1 | 27.64 | 0.79029 | 0.10965 | 957.3055 | 0.10965 | 0 | 0 | 473.9%
| 10100 | 27.6674 | 0.09901 | 0.09901 | 999 | 0.79029 | 0.56883 | 0.46982 | 0.46982 | 999 | 1.01 | 6.7114 | 6.7114 | -1 | 0.10965 | 999 | 25 | 25 | -1 | 27.6674 | 0.79029 | 0.10965 | 958.2543 | 0.10965 | 0 | 0 | 474.5%
| 10110 | 27.6948 | 0.098912 | 0.098912 | 999 | 0.79029 | 0.56883 | 0.46992 | 0.46992 | 999 | 1.011 | 6.7114 | 6.7114 | -1 | 0.10965 | 999 | 25 | 25 | -1 | 27.6948 | 0.79029 | 0.10965 | 959.203 | 0.10965 | 0 | 0 | 475.1%
| 10120 | 27.7222 | 0.098814 | 0.098814 | 999 | 0.79029 | 0.56883 | 0.47002 | 0.47002 | 999 | 1.012 | 6.7114 | 6.7114 | -1 | 0.10965 | 999 | 25 | 25 | -1 | 27.7222 | 0.79029 | 0.10965 | 960.1518 | 0.10965 | 0 | 0 | 475.7%
| 10130 | 27.7496 | 0.098717 | 0.098717 | 999 | 0.79029 | 0.56883 | 0.47011 | 0.47011 | 999 | 1.013 | 6.7114 | 6.7114 | -1 | 0.10965 | 999 | 25 | 25 | -1 | 27.7496 | 0.79029 | 0.10965 | 961.1006 | 0.10965 | 0 | 0 | 476.2%
| 10140 | 27.777 | 0.098619 | 0.098619 | 999 | 0.79029 | 0.56883 | 0.47021 | 0.47021 | 999 | 1.014 | 6.7114 | 6.7114 | -1 | 0.10965 | 999 | 25 | 25 | -1 | 27.777 | 0.79029 | 0.10965 | 962.0493 | 0.10965 | 0 | 0 | 476.8%
| 10150 | 27.8044 | 0.098522 | 0.098522 | 999 | 0.79029 | 0.56883 | 0.47031 | 0.47031 | 999 | 1.015 | 6.7114 | 6.7114 | -1 | 0.10965 | 999 | 25 | 25 | -1 | 27.8044 | 0.79029 | 0.10965 | 962.9981 | 0.10965 | 0 | 0 | 477.4%
| 10160 | 27.8318 | 0.098425 | 0.098425 | 999 | 0.79029 | 0.56883 | 0.47041 | 0.47041 | 999 | 1.016 | 6.7114 | 6.7114 | -1 | 0.10965 | 999 | 25 | 25 | -1 | 27.8318 | 0.79029 | 0.10965 | 963.9469 | 0.10965 | 0 | 0 | 477.9%
| 10170 | 27.8592 | 0.098328 | 0.098328 | 999 | 0.79029 | 0.56883 | 0.4705 | 0.4705 | 999 | 1.017 | 6.7114 | 6.7114 | -1 | 0.10965 | 999 | 25 | 25 | -1 | 27.8592 | 0.79029 | 0.10965 | 964.8956 | 0.10965 | 0 | 0 | 478.5%
| 10180 | 27.8866 | 0.098232 | 0.098232 | 999 | 0.79029 | 0.56883 | 0.4706 | 0.4706 | 999 | 1.018 | 6.7114 | 6.7114 | -1 | 0.10965 | 999 | 25 | 25 | -1 | 27.8866 | 0.79029 | 0.10965 | 965.8444 | 0.10965 | 0 | 0 | 479.1%
| 10190 | 27.914 | 0.098135 | 0.098135 | 999 | 0.79029 | 0.56883 | 0.47069 | 0.47069 | 999 | 1.019 | 6.7114 | 6.7114 | -1 | 0.10965 | 999 | 25 | 25 | -1 | 27.914 | 0.79029 | 0.10965 | 966.7932 | 0.10965 | 0 | 0 | 479.6%
| 10200 | 27.9414 | 0.098039 | 0.098039 | 999 | 0.79029 | 0.56883 | 0.47079 | 0.47079 | 999 | 1.02 | 6.7114 | 6.7114 | -1 | 0.10965 | 999 | 25 | 25 | -1 | 27.9414 | 0.79029 | 0.10965 | 967.7419 | 0.10965 | 0 | 0 | 480.2%
| 10210 | 27.9688 | 0.097943 | 0.097943 | 999 | 0.79029 | 0.56883 | 0.47089 | 0.47089 | 999 | 1.021 | 6.7114 | 6.7114 | -1 | 0.10965 | 999 | 25 | 25 | -1 | 27.9688 | 0.79029 | 0.10965 | 968.6907 | 0.10965 | 0 | 0 | 480.8%
| 10220 | 27.9962 | 0.097847 | 0.097847 | 999 | 0.79029 | 0.56883 | 0.47098 | 0.47098 | 999 | 1.022 | 6.7114 | 6.7114 | -1 | 0.10965 | 999 | 25 | 25 | -1 | 27.9962 | 0.79029 | 0.10965 | 969.6395 | 0.10965 | 0 | 0 | 481.3%
| 10230 | 28.0236 | 0.097752 | 0.097752 | 999 | 0.81158 | 0.56883 | 0.47108 | 0.47108 | 999 | 1.023 | 6.7114 | 6.7114 | -1 | 0.10965 | 999 | 25 | 25 | -1 | 28.0236 | 0.81158 | 0.10965 | 970.5882 | 0.10965 | 0 | 0 | 481.9%
| 10240 | 28.051 | 0.097656 | 0.097656 | 999 | 0.81158 | 0.56883 | 0.47117 | 0.47117 | 999 | 1.024 | 6.7114 | 6.7114 | -1 | 0.10965 | 999 | 25 | 25 | -1 | 28.051 | 0.81158 | 0.10965 | 971.537 | 0.10965 | 0 | 0 | 482.5%
| 10250 | 28.0783 | 0.097561 | 0.097561 | 999 | 0.81158 | 0.56883 | 0.47127 | 0.47127 | 999 | 1.025 | 6.7114 | 6.7114 | -1 | 0.10965 | 999 | 25 | 25 | -1 | 28.0783 | 0.81158 | 0.10965 | 972.4858 | 0.10965 | 0 | 0 | 483.1%
| 10260 | 28.1057 | 0.097466 | 0.097466 | 999 | 0.81158 | 0.56883 | 0.47136 | 0.47136 | 999 | 1.026 | 6.7114 | 6.7114 | -1 | 0.10965 | 999 | 25 | 25 | -1 | 28.1057 | 0.81158 | 0.10965 | 973.4345 | 0.10965 | 0 | 0 | 483.6%
| 10270 | 28.1331 | 0.097371 | 0.097371 | 999 | 0.81158 | 0.56883 | 0.47146 | 0.47146 | 999 | 1.027 | 6.7114 | 6.7114 | -1 | 0.10965 | 999 | 25 | 25 | -1 | 28.1331 | 0.81158 | 0.10965 | 974.3833 | 0.10965 | 0 | 0 | 484.2%
| 10280 | 28.1605 | 0.097276 | 0.097276 | 999 | 0.81158 | 0.56883 | 0.47155 | 0.47155 | 999 | 1.028 | 6.7114 | 6.7114 | -1 | 0.10965 | 999 | 25 | 25 | -1 | 28.1605 | 0.81158 | 0.10965 | 975.3321 | 0.10965 | 0 | 0 | 484.8%
| 10290 | 28.1879 | 0.097182 | 0.097182 | 999 | 0.81158 | 0.56883 | 0.47165 | 0.47165 | 999 | 1.029 | 6.7114 | 6.7114 | -1 | 0.10965 | 999 | 25 | 25 | -1 | 28.1879 | 0.81158 | 0.10965 | 976.2808 | 0.10965 | 0 | 0 | 485.3%
| 10300 | 28.2153 | 0.097087 | 0.097087 | 999 | 0.81158 | 0.56883 | 0.47174 | 0.47174 | 999 | 1.03 | 6.7114 | 6.7114 | -1 | 0.10965 | 999 | 25 | 25 | -1 | 28.2153 | 0.81158 | 0.10965 | 977.2296 | 0.10965 | 0 | 0 | 485.9%
| 10310 | 28.2427 | 0.096993 | 0.096993 | 999 | 0.81158 | 0.56883 | 0.47184 | 0.47184 | 999 | 1.031 | 6.7114 | 6.7114 | -1 | 0.10965 | 999 | 25 | 25 | -1 | 28.2427 | 0.81158 | 0.10965 | 978.1784 | 0.10965 | 0 | 0 | 486.5%
| 10320 | 28.2701 | 0.096899 | 0.096899 | 999 | 0.81158 | 0.56883 | 0.47193 | 0.47193 | 999 | 1.032 | 6.7114 | 6.7114 | -1 | 0.10965 | 999 | 25 | 25 | -1 | 28.2701 | 0.81158 | 0.10965 | 979.1271 | 0.10965 | 0 | 0 | 487%
| 10330 | 28.2975 | 0.096805 | 0.096805 | 999 | 0.81158 | 0.56883 | 0.47202 | 0.47202 | 999 | 1.033 | 6.7114 | 6.7114 | -1 | 0.10965 | 999 | 25 | 25 | -1 | 28.2975 | 0.81158 | 0.10965 | 980.0759 | 0.10965 | 0 | 0 | 487.6%
| 10340 | 28.3249 | 0.096712 | 0.096712 | 999 | 0.81158 | 0.56883 | 0.47212 | 0.47212 | 999 | 1.034 | 6.7114 | 6.7114 | -1 | 0.10965 | 999 | 25 | 25 | -1 | 28.3249 | 0.81158 | 0.10965 | 981.0247 | 0.10965 | 0 | 0 | 488.2%
| 10350 | 28.3523 | 0.096618 | 0.096618 | 999 | 0.81158 | 0.56883 | 0.47221 | 0.47221 | 999 | 1.035 | 6.7114 | 6.7114 | -1 | 0.10965 | 999 | 25 | 25 | -1 | 28.3523 | 0.81158 | 0.10965 | 981.9734 | 0.10965 | 0 | 0 | 488.7%
| 10360 | 28.3797 | 0.096525 | 0.096525 | 999 | 0.81158 | 0.56883 | 0.47231 | 0.47231 | 999 | 1.036 | 6.7114 | 6.7114 | -1 | 0.10965 | 999 | 25 | 25 | -1 | 28.3797 | 0.81158 | 0.10965 | 982.9222 | 0.10965 | 0 | 0 | 489.3%
| 10370 | 28.4071 | 0.096432 | 0.096432 | 999 | 0.81158 | 0.56883 | 0.4724 | 0.4724 | 999 | 1.037 | 6.7114 | 6.7114 | -1 | 0.10965 | 999 | 25 | 25 | -1 | 28.4071 | 0.81158 | 0.10965 | 983.871 | 0.10965 | 0 | 0 | 489.9%
| 10380 | 28.4345 | 0.096339 | 0.096339 | 999 | 0.81158 | 0.56883 | 0.47249 | 0.47249 | 999 | 1.038 | 6.7114 | 6.7114 | -1 | 0.10965 | 999 | 25 | 25 | -1 | 28.4345 | 0.81158 | 0.10965 | 984.8197 | 0.10965 | 0 | 0 | 490.4%
| 10390 | 28.4619 | 0.096246 | 0.096246 | 999 | 0.81158 | 0.56883 | 0.47258 | 0.47258 | 999 | 1.039 | 6.7114 | 6.7114 | -1 | 0.10965 | 999 | 25 | 25 | -1 | 28.4619 | 0.81158 | 0.10965 | 985.7685 | 0.10965 | 0 | 0 | 491%
| 10400 | 28.4892 | 0.096154 | 0.096154 | 999 | 0.81158 | 0.56883 | 0.47268 | 0.47268 | 999 | 1.04 | 6.7114 | 6.7114 | -1 | 0.10965 | 999 | 25 | 25 | -1 | 28.4892 | 0.81158 | 0.10965 | 986.7173 | 0.10965 | 0 | 0 | 491.6%
| 10410 | 28.5166 | 0.096061 | 0.096061 | 999 | 0.81158 | 0.56883 | 0.47277 | 0.47277 | 999 | 1.041 | 6.7114 | 6.7114 | -1 | 0.10965 | 999 | 25 | 25 | -1 | 28.5166 | 0.81158 | 0.10965 | 987.666 | 0.10965 | 0 | 0 | 492.2%
| 10420 | 28.544 | 0.095969 | 0.095969 | 999 | 0.81158 | 0.56883 | 0.47286 | 0.47286 | 999 | 1.042 | 6.7114 | 6.7114 | -1 | 0.10965 | 999 | 25 | 25 | -1 | 28.544 | 0.81158 | 0.10965 | 988.6148 | 0.10965 | 0 | 0 | 492.7%
| 10430 | 28.5714 | 0.095877 | 0.095877 | 999 | 0.81158 | 0.56883 | 0.47295 | 0.47295 | 999 | 1.043 | 6.7114 | 6.7114 | -1 | 0.10965 | 999 | 25 | 25 | -1 | 28.5714 | 0.81158 | 0.10965 | 989.5636 | 0.10965 | 0 | 0 | 493.3%
| 10440 | 28.5988 | 0.095785 | 0.095785 | 999 | 0.81158 | 0.56883 | 0.47304 | 0.47304 | 999 | 1.044 | 6.7114 | 6.7114 | -1 | 0.10965 | 999 | 25 | 25 | -1 | 28.5988 | 0.81158 | 0.10965 | 990.5123 | 0.10965 | 0 | 0 | 493.9%
| 10450 | 28.6262 | 0.095694 | 0.095694 | 999 | 0.81158 | 0.56883 | 0.47314 | 0.47314 | 999 | 1.045 | 6.7114 | 6.7114 | -1 | 0.10965 | 999 | 25 | 25 | -1 | 28.6262 | 0.81158 | 0.10965 | 991.4611 | 0.10965 | 0 | 0 | 494.4%
| 10460 | 28.6536 | 0.095602 | 0.095602 | 999 | 0.81158 | 0.56883 | 0.47323 | 0.47323 | 999 | 1.046 | 6.7114 | 6.7114 | -1 | 0.10965 | 999 | 25 | 25 | -1 | 28.6536 | 0.81158 | 0.10965 | 992.4099 | 0.10965 | 0 | 0 | 495%
| 10470 | 28.681 | 0.095511 | 0.095511 | 999 | 0.81158 | 0.56883 | 0.47332 | 0.47332 | 999 | 1.047 | 6.7114 | 6.7114 | -1 | 0.10965 | 999 | 25 | 25 | -1 | 28.681 | 0.81158 | 0.10965 | 993.3586 | 0.10965 | 0 | 0 | 495.6%
| 10480 | 28.7084 | 0.09542 | 0.09542 | 999 | 0.81158 | 0.56883 | 0.47341 | 0.47341 | 999 | 1.048 | 6.7114 | 6.7114 | -1 | 0.10965 | 999 | 25 | 25 | -1 | 28.7084 | 0.81158 | 0.10965 | 994.3074 | 0.10965 | 0 | 0 | 496.1%
| 10490 | 28.7358 | 0.095329 | 0.095329 | 999 | 0.81158 | 0.56883 | 0.4735 | 0.4735 | 999 | 1.049 | 6.7114 | 6.7114 | -1 | 0.10965 | 999 | 25 | 25 | -1 | 28.7358 | 0.81158 | 0.10965 | 995.2562 | 0.10965 | 0 | 0 | 496.7%
| 10500 | 28.7632 | 0.095238 | 0.095238 | 999 | 0.81158 | 0.56883 | 0.47359 | 0.47359 | 999 | 1.05 | 6.7114 | 6.7114 | -1 | 0.10965 | 999 | 25 | 25 | -1 | 28.7632 | 0.81158 | 0.10965 | 996.2049 | 0.10965 | 0 | 0 | 497.3%
| 10510 | 28.7906 | 0.095147 | 0.095147 | 999 | 0.81158 | 0.56883 | 0.47368 | 0.47368 | 999 | 1.051 | 6.7114 | 6.7114 | -1 | 0.10965 | 999 | 25 | 25 | -1 | 28.7906 | 0.81158 | 0.10965 | 997.1537 | 0.10965 | 0 | 0 | 497.8%
| 10520 | 28.818 | 0.095057 | 0.095057 | 999 | 0.81158 | 0.56883 | 0.47377 | 0.47377 | 999 | 1.052 | 6.7114 | 6.7114 | -1 | 0.10965 | 999 | 25 | 25 | -1 | 28.818 | 0.81158 | 0.10965 | 998.1025 | 0.10965 | 0 | 0 | 498.4%
| 10530 | 28.8454 | 0.094967 | 0.094967 | 999 | 0.81158 | 0.56883 | 0.47386 | 0.47386 | 999 | 1.053 | 6.7114 | 6.7114 | -1 | 0.10965 | 999 | 25 | 25 | -1 | 28.8454 | 0.81158 | 0.10965 | 999.0512 | 0.10965 | 0 | 0 | 499%
| 10540 | 28.8728 | 0.094877 | 0.094877 | 999 | 0.81158 | 0.56883 | 0.47395 | 0.47395 | 999 | 1.054 | 6.7114 | 6.7114 | -1 | 0.10965 | 999 | 25 | 25 | -1 | 28.8728 | 0.81158 | 0.10965 | 1000 | 0.10965 | 0 | 0 | 499.5%
[20 empty] | 0 |  |  | 1000 | 0 | 0 | 0
[20 empty] | 0 |  |  | 1000 | 0 | 0 | 0

## Input Sheet (hidden)
|  | Question | Answer (please select from drop down list) |  |  |  |  | Refresh All |  |  |  | Small Energy User | 41 | 18 | 9.2
I1 | Set 1 | Even small battery systems cost $15,000, and typically cost more than $50,000. Do you have at least this budget? | [5 empty] | Start |  |  |  | Medium Energy User | 28.6 | 20.9 | 12.32
I2 | [11 empty] | Large Energy User | 19 | 14 | 8
I3 | [6 empty] | 1 1
I4
I5
I6
I7
I8 | [7 empty] | Refresh All
I9 | [7 empty] | Standard | Hide
Standard
Time of Use Tariff Details
Standard
|  |  |  | Peak | 2-8pm (Weekdays)
|  |  |  | Shoulder | 9am-2pm , 8-10pm
|  |  |  | Off Peak | 10pm-9am
My Tariff Details
Standard energy prices
|  |  |  | Default |  |  |  | Convert for Macros
|  |  |  | Peak | 0.5 | 0.286 |  | $0.5 |  | 50
|  |  |  | Shoulder | 0.28 | 0.209 |  | $0.28 |  | 28
|  |  |  | Off Peak | 0.1 | 0.1232 |  | $0.1 |  | 10
Solar Details
|  |  |  | Solar Effective Price |  | 0.052
|  |  |  | Use Off Peak, Solar or Both? |  | Both
Battery Storage Tariff Earnings
|  |  |  | Round Trip Efficiency |  | Default
|  |  |  | Average Gross Earnings Per Cycle |  | 0.37597
|  |  |  | Cycles per Week - Weekday |  | 5
|  |  |  | Cycles per Week - Weekend |  | 2
|  |  |  | Cycles per Year |  | 365
|  |  |  | Summary |  |  |  | Convert for Macros |  |  | Convert for Macros
|  |  |  | after 25 Years |  | 418.8% |  | The system could save approximately 2.52 times its cost over its lifetime |  |  | 2.5 | The number of times the system's cost is recovered over its possible lifetime
|  |  |  | ROI over Expected Lifetime (15 Years) |  | 152.4% |  | Approximately 252% of the cost will be recovered by end of life. |  |  | 252% | The proportion of the system's cost recovered over its possible lifetime
|  |  |  | Break Even Point |  | 6.7 years |  | The break-even point for a battery storage system is 6.7 years. |  |  | 6.7 years | Break even point
|  |  |  | Batteries appear feasible! |  |  |  | The system could save approximately 5.19 times its cost by the nominated payback year |  |  | 5.2 | The number of times the system's cost is recovered after 25 Years
[8 empty] | Approximately 519% of the cost will be recovered by the nominated payback year. |  |  | 519% | The proportion of system's cost recovered after 25 Years
Customisation
|  |  |  | Customise Payback Years ----> |  | Default
|  |  |  | What if battery prices fall? ---> |  | Default
|  |  |  | What if electricity prices inflate? ---> |  | Default
See output sheet for a summary of your info!
I10
I11
I12
I13
I14
I15
I16
Electricity Network Provider
|  |  |  | Standard Capacity Charges |  |  |  | Convert for Macros
|  |  |  | Default | #N/A | $11.33 |  | #N/A |  | #N/A
Peak Details
|  |  |  | Shape of Peak |  | Default
|  |  |  | Maximum length of Peak (Hours) |  | Default
|  |  |  | Battery Capacity per kW of Peak Offset |  | #VALUE!
|  |  |  | Custom Peak Length |  | Default
|  |  |  | Peak Events Per Year |  | Default
|  |  |  | Sacrifice Battery Life for More Capacity? |  | Default |  | Note. The default value is 1.5. I assume that anyone in 2016 will buy lead acid at $1000 per kWh (effective $660). Changing the battery price in the advanced sheet makes the factor conservative
|  |  |  | Lifetime Battery Cycles |  | 2000
|  |  |  | Battery Life Years |  | > 20 years
|  |  |  | Summary |  |  |  | Convert for Macros |  |  | Convert for Macros
|  |  |  | ROI after 15 Years |  | #N/A |  | #N/A |  |  | #N/A | The number of times the system's cost is recovered over its possible lifetime
|  |  |  | ROI over Expected Lifetime (15 Years) |  | #N/A |  | #N/A |  |  | #N/A | The proportion of the system's cost recovered over its possible lifetime
|  |  |  | Break Even Point |  | #N/A |  | #N/A |  |  | #N/A | Break even point
|  |  |  | #N/A |  |  |  | #N/A |  |  | #N/A | The number of times the system's cost is recovered after 25 Years
[8 empty] | #N/A |  |  | #N/A | The proportion of system's cost recovered after 25 Years
#N/A
Customisation
|  |  |  | Customise Payback Years ----> |  |  |  | Note: I have removed these customisations and linked to the arbitrage model
What if battery prices fall? --->
What if electricity prices inflate? --->
See output sheet for a summary of your info!

## Arbitrage Assumptions Page (hidden)
Summary of Output
Characters: | -
| The levelised cost of the battery storage system at the payback year nominated is $ | 0.11 |  |  | - The levelised cost of the battery storage system at the payback year nominated is $0.11
| The levelised cost of the battery storage system at 15 years is $ | 0.15 |  |  | - The levelised cost of the battery storage system at 15 years is $0.15
| The average tariff benefit earned by cycling a battery is $ | 0.38 |  |  | - The average tariff benefit earned by cycling a battery is $0.38
-
Summary
| after 25 Years | 418.8%
| ROI over Expected Lifetime (15 Years) | 152.4%
| Break Even Point | 6.7 years
Battery storage is financially feasible because the system could potentially pay for itself with 419% profit at the payback year
Feasible | Battery storage is financially feasible because the system could potentially pay for itself with 419% profit at the payback year
Not Feasible | Battery storage is not financially feasible because the system is yet to pay for 419% of the total system cost by the payback year
Battery storage is financially feasible because the system could potentially pay for itself with 419% profit at the payback year
- The return on investment after 25 Years is 419%
- The return on investment at the possible lifetime of 15 Years is 152%
- This system is expected to break even after 6.7 years
The time of use details used to calculate this is as follows:
Time of use tariff periods
Peak | 2-8pm (Weekdays)
Shoulder | 9am-2pm , 8-10pm
Off Peak | 10pm-9am
Tariff rates
Peak | 0.5
Shoulder | 0.28
Off Peak | 0.1
Demand Charges | #N/A
General assumptions:
Characters: | -
| The battery is always fully charged and discharged in the usable range each cycle |  |  |  | - The battery is always fully charged and discharged in the usable range each cycle
| The average cost of battery storage of | $1000 per kWh | represents the installed cost of the entire system per usable kWh |  | - The average cost of battery storage of $1000 per kWh represents the installed cost of the entire system per usable kWh
| If solar charging is selected it is assumed that there is always enough solar power to fill the battery completely every day |  |  |  | - If solar charging is selected it is assumed that there is always enough solar power to fill the battery completely every day
| The cost of solar power is the capital costs averaged over | 15 | years, which is equal to a kWh rate of $ | 0.052 | - The cost of solar power is the capital costs averaged over 15 years, which is equal to a kWh rate of $0.052
| A solar to peak cycle occurs every weekday when there is a peak period in the evening |  |  |  | - A solar to peak cycle occurs every weekday when there is a peak period in the evening
| An off peak to peak cycle occurs every weekday when there is a peak period in the morning |  |  |  | - An off peak to peak cycle occurs every weekday when there is a peak period in the morning
| If the weekend has a shoulder rate then a solar to shoulder cycle will occur |  |  |  | - If the weekend has a shoulder rate then a solar to shoulder cycle will occur
| No degradation of performance over the battery lifetime has been modelled. Consider modifying the average cost per kWh instead |  |  |  | - No degradation of performance over the battery lifetime has been modelled. Consider modifying the average cost per kWh instead
Space
- The battery is always fully charged and discharged in the usable range each cycle
- The battery is always fully charged and discharged in the usable range each cycle - The average cost of battery storage of $1000 per kWh represents the installed cost of the entire system per usable kWh
- The battery is always fully charged and discharged in the usable range each cycle - The average cost of battery storage of $1000 per kWh represents the installed cost of the entire system per usable kWh - If solar charging is selected it is assumed that there is always enough solar power to fill the battery completely every day
- The battery is always fully charged and discharged in the usable range each cycle - The average cost of battery storage of $1000 per kWh represents the installed cost of the entire system per usable kWh - If solar charging is selected it is assumed that there is always enough solar power to fill the battery completely every day - The cost of solar power is the capital costs averaged over 15 years, which is equal to a kWh rate of $0.052
- The battery is always fully charged and discharged in the usable range each cycle - The average cost of battery storage of $1000 per kWh represents the installed cost of the entire system per usable kWh - If solar charging is selected it is assumed that there is always enough solar power to fill the battery completely every day - The cost of solar power is the capital costs averaged over 15 years, which is equal to a kWh rate of $0.052 - A solar to peak cycle occurs every weekday when there is a peak period in the evening
- The battery is always fully charged and discharged in the usable range each cycle - The average cost of battery storage of $1000 per kWh represents the installed cost of the entire system per usable kWh - If solar charging is selected it is assumed that there is always enough solar power to fill the battery completely every day - The cost of solar power is the capital costs averaged over 15 years, which is equal to a kWh rate of $0.052 - A solar to peak cycle occurs every weekday when there is a peak period in the evening - An off peak to peak cycle occurs every weekday when there is a peak period in the morning
- The battery is always fully charged and discharged in the usable range each cycle - The average cost of battery storage of $1000 per kWh represents the installed cost of the entire system per usable kWh - If solar charging is selected it is assumed that there is always enough solar power to fill the battery completely every day - The cost of solar power is the capital costs averaged over 15 years, which is equal to a kWh rate of $0.052 - A solar to peak cycle occurs every weekday when there is a peak period in the evening - An off peak to peak cycle occurs every weekday when there is a peak period in the morning - If the weekend has a shoulder rate then a solar to shoulder cycle will occur
- The battery is always fully charged and discharged in the usable range each cycle - The average cost of battery storage of $1000 per kWh represents the installed cost of the entire system per usable kWh - If solar charging is selected it is assumed that there is always enough solar power to fill the battery completely every day - The cost of solar power is the capital costs averaged over 15 years, which is equal to a kWh rate of $0.052 - A solar to peak cycle occurs every weekday when there is a peak period in the evening - An off peak to peak cycle occurs every weekday when there is a peak period in the morning - If the weekend has a shoulder rate then a solar to shoulder cycle will occur - No degradation of performance over the battery lifetime has been modelled. Consider modifying the average cost per kWh instead
- The battery is always fully charged and discharged in the usable range each cycle - The average cost of battery storage of $1000 per kWh represents the installed cost of the entire system per usable kWh - If solar charging is selected it is assumed that there is always enough solar power to fill the battery completely every day - The cost of solar power is the capital costs averaged over 15 years, which is equal to a kWh rate of $0.052 - A solar to peak cycle occurs every weekday when there is a peak period in the evening - An off peak to peak cycle occurs every weekday when there is a peak period in the morning - If the weekend has a shoulder rate then a solar to shoulder cycle will occur - No degradation of performance over the battery lifetime has been modelled. Consider modifying the average cost per kWh instead
|  |  |  | Final | - The battery is always fully charged and discharged in the usable range each cycle - The average cost of battery storage of $1000 per kWh represents the installed cost of the entire system per usable kWh - If solar charging is selected it is assumed that there is always enough solar power to fill the battery completely every day - The cost of solar power is the capital costs averaged over 15 years, which is equal to a kWh rate of $0.052 - A solar to peak cycle occurs every weekday when there is a peak period in the evening - An off peak to peak cycle occurs every weekday when there is a peak period in the morning - If the weekend has a shoulder rate then a solar to shoulder cycle will occur - No degradation of performance over the battery lifetime has been modelled. Consider modifying the average cost per kWh instead
User entered customisations of the model are as follows:
Characters: | -
| Energy prices are based on standard tariffs |  |  |  | - Energy prices are based on standard tariffs
| The round trip efficiency of the battery is the default of 0.85 |  |  |  | - The round trip efficiency of the battery is the default of 0.85
| The payback year nominated by the user is | 25 | years |  | - The payback year nominated by the user is 25 years
| The standard average costs of battery storage $1000 per kWh has been used in these calculations |  |  |  | - The standard average costs of battery storage $1000 per kWh has been used in these calculations
| A default inflation of 2.5% per annum has been applied to the cost of electricity |  |  |  | - A default inflation of 2.5% per annum has been applied to the cost of electricity
Space
- Energy prices are based on standard tariffs
- Energy prices are based on standard tariffs - The payback year nominated by the user is 25 years
- Energy prices are based on standard tariffs - The payback year nominated by the user is 25 years - The standard average costs of battery storage $1000 per kWh has been used in these calculations
- Energy prices are based on standard tariffs - The payback year nominated by the user is 25 years - The standard average costs of battery storage $1000 per kWh has been used in these calculations - A default inflation of 2.5% per annum has been applied to the cost of electricity
|  |  |  | Final | User entered customisations of the model are as follows: - Energy prices are based on standard tariffs - The payback year nominated by the user is 25 years - The standard average costs of battery storage $1000 per kWh has been used in these calculations - A default inflation of 2.5% per annum has been applied to the cost of electricity

## Peak Payback Engine (hidden)
[22 empty] | Area Resolution | 1000 |  | Graph | Profit | Loss
[9 empty] | Battery Life Nominal | 3000 | [11 empty] | Min | 0 |  | X Coordinate | 7.5 | 7.5
[9 empty] | Lifetime Battery Cycles | 2000 | [11 empty] | Max | 28.8728 |  | Y Coordinate | #N/A | #N/A
|  |  | Discount Model | [5 empty] | Battery Life Years | > 20 years |  |  | Break Even Year | #N/A
|  |  | None | [17 empty] | XY Plots |  |  | Area Plots |  |  |  | Summary
[24 empty] | X Axis | Bottom Area | Delta Fill Profit | Delta Fill Loss | ROI after 15 Years | Break Even Point | ROI over Expected Lifetime (15 Years)
[9 empty] | Cumulative Average Cost | Average Yearly Earnings | Average Yearly Costs | Average Yearly Profit | Average Earnings Moving |  | Cost Graphs | [8 empty] | 0 | 0 | 0 | 0 | #N/A | #N/A | #N/A
Years | C | Full Price C | Discount C | Length | Peak Index | Bx | Months | Tariff | Cd / by | Earnings | Costs | Profit | Profit | Break Even Calc | Contraint Price | Alt 1 | Lower Contraint | Payback Contraint | Lifetime Constraint | Graph Y Axis | X Axis | Earnings | Payback Cost | 0.94877 | 0 | 0 | 0 | Cumulative ROI
0.027394 | 1000 | 1000 | 999 | Default | #VALUE! | 1.5 | 12 | #N/A | #VALUE! | #N/A | 4.7059 | #N/A | #N/A | #N/A | #VALUE! |  | 15 | 25 | 15 | 1 | 0.027394 | #N/A | #VALUE! | 0.94877 | #VALUE! | #N/A | #VALUE! | #N/A
0.054787 | 1000 | 1000 | 999 | Default | #VALUE! | 1.5 | 12 | #N/A | #VALUE! | #N/A | 4.7059 | #N/A | #N/A | #N/A | #VALUE! |  | 15 | 25 | 15 | 2 | 0.054787 | #N/A | #VALUE! | 1.8975 | #VALUE! | #N/A | #VALUE! | #N/A
0.082181 | 1000 | 1000 | 999 | Default | #VALUE! | 1.5 | 12 | #N/A | #VALUE! | #N/A | 4.7059 | #N/A | #N/A | #N/A | #VALUE! |  | 15 | 25 | 15 | 3 | 0.082181 | #N/A | #VALUE! | 2.8463 | #VALUE! | #N/A | #VALUE! | #N/A
0.10957 | 1000 | 1000 | 999 | Default | #VALUE! | 1.5 | 12 | #N/A | #VALUE! | #N/A | 4.7059 | #N/A | #N/A | #N/A | #VALUE! |  | 15 | 25 | 15 | 4 | 0.10957 | #N/A | #VALUE! | 3.7951 | #VALUE! | #N/A | #VALUE! | #N/A
0.13697 | 1000 | 1000 | 999 | Default | #VALUE! | 1.5 | 12 | #N/A | #VALUE! | #N/A | 4.7059 | #N/A | #N/A | #N/A | #VALUE! |  | 15 | 25 | 15 | 5 | 0.13697 | #N/A | #VALUE! | 4.7438 | #VALUE! | #N/A | #VALUE! | #N/A
0.16436 | 1000 | 1000 | 999 | Default | #VALUE! | 1.5 | 12 | #N/A | #VALUE! | #N/A | 4.7059 | #N/A | #N/A | #N/A | #VALUE! |  | 15 | 25 | 15 | 6 | 0.16436 | #N/A | #VALUE! | 5.6926 | #VALUE! | #N/A | #VALUE! | #N/A
0.19175 | 1000 | 1000 | 999 | Default | #VALUE! | 1.5 | 12 | #N/A | #VALUE! | #N/A | 4.7059 | #N/A | #N/A | #N/A | #VALUE! |  | 15 | 25 | 15 | 7 | 0.19175 | #N/A | #VALUE! | 6.6414 | #VALUE! | #N/A | #VALUE! | #N/A
0.21915 | 1000 | 1000 | 999 | Default | #VALUE! | 1.5 | 12 | #N/A | #VALUE! | #N/A | 4.7059 | #N/A | #N/A | #N/A | #VALUE! |  | 15 | 25 | 15 | 8 | 0.21915 | #N/A | #VALUE! | 7.5901 | #VALUE! | #N/A | #VALUE! | #N/A
0.24654 | 1000 | 1000 | 999 | Default | #VALUE! | 1.5 | 12 | #N/A | #VALUE! | #N/A | 4.7059 | #N/A | #N/A | #N/A | #VALUE! |  | 15 | 25 | 15 | 9 | 0.24654 | #N/A | #VALUE! | 8.5389 | #VALUE! | #N/A | #VALUE! | #N/A
0.27394 | 1000 | 1000 | 999 | Default | #VALUE! | 1.5 | 12 | #N/A | #VALUE! | #N/A | 4.7059 | #N/A | #N/A | #N/A | #VALUE! |  | 15 | 25 | 15 | 10 | 0.27394 | #N/A | #VALUE! | 9.4877 | #VALUE! | #N/A | #VALUE! | #N/A
0.30133 | 1000 | 1000 | 999 | Default | #VALUE! | 1.5 | 12 | #N/A | #VALUE! | #N/A | 4.7059 | #N/A | #N/A | #N/A | #VALUE! |  | 15 | 25 | 15 | 11 | 0.30133 | #N/A | #VALUE! | 10.4364 | #VALUE! | #N/A | #VALUE! | #N/A
0.32872 | 1000 | 1000 | 999 | Default | #VALUE! | 1.5 | 12 | #N/A | #VALUE! | #N/A | 4.7059 | #N/A | #N/A | #N/A | #VALUE! |  | 15 | 25 | 15 | 12 | 0.32872 | #N/A | #VALUE! | 11.3852 | #VALUE! | #N/A | #VALUE! | #N/A
0.35612 | 1000 | 1000 | 999 | Default | #VALUE! | 1.5 | 12 | #N/A | #VALUE! | #N/A | 4.7059 | #N/A | #N/A | #N/A | #VALUE! |  | 15 | 25 | 15 | 13 | 0.35612 | #N/A | #VALUE! | 12.334 | #VALUE! | #N/A | #VALUE! | #N/A
0.38351 | 1000 | 1000 | 999 | Default | #VALUE! | 1.5 | 12 | #N/A | #VALUE! | #N/A | 4.7059 | #N/A | #N/A | #N/A | #VALUE! |  | 15 | 25 | 15 | 14 | 0.38351 | #N/A | #VALUE! | 13.2827 | #VALUE! | #N/A | #VALUE! | #N/A
0.4109 | 1000 | 1000 | 999 | Default | #VALUE! | 1.5 | 12 | #N/A | #VALUE! | #N/A | 4.7059 | #N/A | #N/A | #N/A | #VALUE! |  | 15 | 25 | 15 | 15 | 0.4109 | #N/A | #VALUE! | 14.2315 | #VALUE! | #N/A | #VALUE! | #N/A
0.4383 | 1000 | 1000 | 999 | Default | #VALUE! | 1.5 | 12 | #N/A | #VALUE! | #N/A | 4.7059 | #N/A | #N/A | #N/A | #VALUE! |  | 15 | 25 | 15 | 16 | 0.4383 | #N/A | #VALUE! | 15.1803 | #VALUE! | #N/A | #VALUE! | #N/A
0.46569 | 1000 | 1000 | 999 | Default | #VALUE! | 1.5 | 12 | #N/A | #VALUE! | #N/A | 4.7059 | #N/A | #N/A | #N/A | #VALUE! |  | 15 | 25 | 15 | 17 | 0.46569 | #N/A | #VALUE! | 16.129 | #VALUE! | #N/A | #VALUE! | #N/A
0.49308 | 1000 | 1000 | 999 | Default | #VALUE! | 1.5 | 12 | #N/A | #VALUE! | #N/A | 4.7059 | #N/A | #N/A | #N/A | #VALUE! |  | 15 | 25 | 15 | 18 | 0.49308 | #N/A | #VALUE! | 17.0778 | #VALUE! | #N/A | #VALUE! | #N/A
0.52048 | 1000 | 1000 | 999 | Default | #VALUE! | 1.5 | 12 | #N/A | #VALUE! | #N/A | 4.7059 | #N/A | #N/A | #N/A | #VALUE! |  | 15 | 25 | 15 | 19 | 0.52048 | #N/A | #VALUE! | 18.0266 | #VALUE! | #N/A | #VALUE! | #N/A
0.54787 | 1000 | 1000 | 999 | Default | #VALUE! | 1.5 | 12 | #N/A | #VALUE! | #N/A | 4.7059 | #N/A | #N/A | #N/A | #VALUE! |  | 15 | 25 | 15 | 20 | 0.54787 | #N/A | #VALUE! | 18.9753 | #VALUE! | #N/A | #VALUE! | #N/A
0.57526 | 1000 | 1000 | 999 | Default | #VALUE! | 1.5 | 12 | #N/A | #VALUE! | #N/A | 4.7059 | #N/A | #N/A | #N/A | #VALUE! |  | 15 | 25 | 15 | 21 | 0.57526 | #N/A | #VALUE! | 19.9241 | #VALUE! | #N/A | #VALUE! | #N/A
0.60266 | 1000 | 1000 | 999 | Default | #VALUE! | 1.5 | 12 | #N/A | #VALUE! | #N/A | 4.7059 | #N/A | #N/A | #N/A | #VALUE! |  | 15 | 25 | 15 | 22 | 0.60266 | #N/A | #VALUE! | 20.8729 | #VALUE! | #N/A | #VALUE! | #N/A
0.63005 | 1000 | 1000 | 999 | Default | #VALUE! | 1.5 | 12 | #N/A | #VALUE! | #N/A | 4.7059 | #N/A | #N/A | #N/A | #VALUE! |  | 15 | 25 | 15 | 23 | 0.63005 | #N/A | #VALUE! | 21.8216 | #VALUE! | #N/A | #VALUE! | #N/A
0.65744 | 1000 | 1000 | 999 | Default | #VALUE! | 1.5 | 12 | #N/A | #VALUE! | #N/A | 4.7059 | #N/A | #N/A | #N/A | #VALUE! |  | 15 | 25 | 15 | 24 | 0.65744 | #N/A | #VALUE! | 22.7704 | #VALUE! | #N/A | #VALUE! | #N/A
0.68484 | 1000 | 1000 | 999 | Default | #VALUE! | 1.5 | 12 | #N/A | #VALUE! | #N/A | 4.7059 | #N/A | #N/A | #N/A | #VALUE! |  | 15 | 25 | 15 | 25 | 0.68484 | #N/A | #VALUE! | 23.7192 | #VALUE! | #N/A | #VALUE! | #N/A
0.71223 | 1000 | 1000 | 999 | Default | #VALUE! | 1.5 | 12 | #N/A | #VALUE! | #N/A | 4.7059 | #N/A | #N/A | #N/A | #VALUE! |  | 15 | 25 | 15 | 26 | 0.71223 | #N/A | #VALUE! | 24.6679 | #VALUE! | #N/A | #VALUE! | #N/A
0.73962 | 1000 | 1000 | 999 | Default | #VALUE! | 1.5 | 12 | #N/A | #VALUE! | #N/A | 4.7059 | #N/A | #N/A | #N/A | #VALUE! |  | 15 | 25 | 15 | 27 | 0.73962 | #N/A | #VALUE! | 25.6167 | #VALUE! | #N/A | #VALUE! | #N/A
0.76702 | 1000 | 1000 | 999 | Default | #VALUE! | 1.5 | 12 | #N/A | #VALUE! | #N/A | 4.7059 | #N/A | #N/A | #N/A | #VALUE! |  | 15 | 25 | 15 | 28 | 0.76702 | #N/A | #VALUE! | 26.5655 | #VALUE! | #N/A | #VALUE! | #N/A
0.79441 | 1000 | 1000 | 999 | Default | #VALUE! | 1.5 | 12 | #N/A | #VALUE! | #N/A | 4.7059 | #N/A | #N/A | #N/A | #VALUE! |  | 15 | 25 | 15 | 29 | 0.79441 | #N/A | #VALUE! | 27.5142 | #VALUE! | #N/A | #VALUE! | #N/A
0.82181 | 1000 | 1000 | 999 | Default | #VALUE! | 1.5 | 12 | #N/A | #VALUE! | #N/A | 4.7059 | #N/A | #N/A | #N/A | #VALUE! |  | 15 | 25 | 15 | 30 | 0.82181 | #N/A | #VALUE! | 28.463 | #VALUE! | #N/A | #VALUE! | #N/A
0.8492 | 1000 | 1000 | 999 | Default | #VALUE! | 1.5 | 12 | #N/A | #VALUE! | #N/A | 4.7059 | #N/A | #N/A | #N/A | #VALUE! |  | 15 | 25 | 15 | 31 | 0.8492 | #N/A | #VALUE! | 29.4118 | #VALUE! | #N/A | #VALUE! | #N/A
0.87659 | 1000 | 1000 | 999 | Default | #VALUE! | 1.5 | 12 | #N/A | #VALUE! | #N/A | 4.7059 | #N/A | #N/A | #N/A | #VALUE! |  | 15 | 25 | 15 | 32 | 0.87659 | #N/A | #VALUE! | 30.3605 | #VALUE! | #N/A | #VALUE! | #N/A
0.90399 | 1000 | 1000 | 999 | Default | #VALUE! | 1.5 | 12 | #N/A | #VALUE! | #N/A | 4.7059 | #N/A | #N/A | #N/A | #VALUE! |  | 15 | 25 | 15 | 33 | 0.90399 | #N/A | #VALUE! | 31.3093 | #VALUE! | #N/A | #VALUE! | #N/A
0.93138 | 1000 | 1000 | 999 | Default | #VALUE! | 1.5 | 12 | #N/A | #VALUE! | #N/A | 4.7059 | #N/A | #N/A | #N/A | #VALUE! |  | 15 | 25 | 15 | 34 | 0.93138 | #N/A | #VALUE! | 32.2581 | #VALUE! | #N/A | #VALUE! | #N/A
0.95877 | 1000 | 1000 | 999 | Default | #VALUE! | 1.5 | 12 | #N/A | #VALUE! | #N/A | 4.7059 | #N/A | #N/A | #N/A | #VALUE! |  | 15 | 25 | 15 | 35 | 0.95877 | #N/A | #VALUE! | 33.2068 | #VALUE! | #N/A | #VALUE! | #N/A
0.98617 | 1000 | 1000 | 999 | Default | #VALUE! | 1.5 | 12 | #N/A | #VALUE! | #N/A | 4.7059 | #N/A | #N/A | #N/A | #VALUE! |  | 15 | 25 | 15 | 36 | 0.98617 | #N/A | #VALUE! | 34.1556 | #VALUE! | #N/A | #VALUE! | #N/A
1.0136 | 1000 | 1000 | 999 | Default | #VALUE! | 1.5 | 12 | #N/A | #VALUE! | #N/A | 4.8235 | #N/A | #N/A | #N/A | #VALUE! |  | 15 | 25 | 15 | 37 | 1.0136 | #N/A | #VALUE! | 35.1044 | #VALUE! | #N/A | #VALUE! | #N/A
1.041 | 1000 | 1000 | 999 | Default | #VALUE! | 1.5 | 12 | #N/A | #VALUE! | #N/A | 4.8235 | #N/A | #N/A | #N/A | #VALUE! |  | 15 | 25 | 15 | 38 | 1.041 | #N/A | #VALUE! | 36.0531 | #VALUE! | #N/A | #VALUE! | #N/A
1.0683 | 1000 | 1000 | 999 | Default | #VALUE! | 1.5 | 12 | #N/A | #VALUE! | #N/A | 4.8235 | #N/A | #N/A | #N/A | #VALUE! |  | 15 | 25 | 15 | 39 | 1.0683 | #N/A | #VALUE! | 37.0019 | #VALUE! | #N/A | #VALUE! | #N/A
1.0957 | 1000 | 1000 | 999 | Default | #VALUE! | 1.5 | 12 | #N/A | #VALUE! | #N/A | 4.8235 | #N/A | #N/A | #N/A | #VALUE! |  | 15 | 25 | 15 | 40 | 1.0957 | #N/A | #VALUE! | 37.9507 | #VALUE! | #N/A | #VALUE! | #N/A
1.1231 | 1000 | 1000 | 999 | Default | #VALUE! | 1.5 | 12 | #N/A | #VALUE! | #N/A | 4.8235 | #N/A | #N/A | #N/A | #VALUE! |  | 15 | 25 | 15 | 41 | 1.1231 | #N/A | #VALUE! | 38.8994 | #VALUE! | #N/A | #VALUE! | #N/A
1.1505 | 1000 | 1000 | 999 | Default | #VALUE! | 1.5 | 12 | #N/A | #VALUE! | #N/A | 4.8235 | #N/A | #N/A | #N/A | #VALUE! |  | 15 | 25 | 15 | 42 | 1.1505 | #N/A | #VALUE! | 39.8482 | #VALUE! | #N/A | #VALUE! | #N/A
1.1779 | 1000 | 1000 | 999 | Default | #VALUE! | 1.5 | 12 | #N/A | #VALUE! | #N/A | 4.8235 | #N/A | #N/A | #N/A | #VALUE! |  | 15 | 25 | 15 | 43 | 1.1779 | #N/A | #VALUE! | 40.797 | #VALUE! | #N/A | #VALUE! | #N/A
1.2053 | 1000 | 1000 | 999 | Default | #VALUE! | 1.5 | 12 | #N/A | #VALUE! | #N/A | 4.8235 | #N/A | #N/A | #N/A | #VALUE! |  | 15 | 25 | 15 | 44 | 1.2053 | #N/A | #VALUE! | 41.7457 | #VALUE! | #N/A | #VALUE! | #N/A
1.2327 | 1000 | 1000 | 999 | Default | #VALUE! | 1.5 | 12 | #N/A | #VALUE! | #N/A | 4.8235 | #N/A | #N/A | #N/A | #VALUE! |  | 15 | 25 | 15 | 45 | 1.2327 | #N/A | #VALUE! | 42.6945 | #VALUE! | #N/A | #VALUE! | #N/A
1.2601 | 1000 | 1000 | 999 | Default | #VALUE! | 1.5 | 12 | #N/A | #VALUE! | #N/A | 4.8235 | #N/A | #N/A | #N/A | #VALUE! |  | 15 | 25 | 15 | 46 | 1.2601 | #N/A | #VALUE! | 43.6433 | #VALUE! | #N/A | #VALUE! | #N/A
1.2875 | 1000 | 1000 | 999 | Default | #VALUE! | 1.5 | 12 | #N/A | #VALUE! | #N/A | 4.8235 | #N/A | #N/A | #N/A | #VALUE! |  | 15 | 25 | 15 | 47 | 1.2875 | #N/A | #VALUE! | 44.592 | #VALUE! | #N/A | #VALUE! | #N/A
1.3149 | 1000 | 1000 | 999 | Default | #VALUE! | 1.5 | 12 | #N/A | #VALUE! | #N/A | 4.8235 | #N/A | #N/A | #N/A | #VALUE! |  | 15 | 25 | 15 | 48 | 1.3149 | #N/A | #VALUE! | 45.5408 | #VALUE! | #N/A | #VALUE! | #N/A
1.3423 | 1000 | 1000 | 999 | Default | #VALUE! | 1.5 | 12 | #N/A | #VALUE! | #N/A | 4.8235 | #N/A | #N/A | #N/A | #VALUE! |  | 15 | 25 | 15 | 49 | 1.3423 | #N/A | #VALUE! | 46.4896 | #VALUE! | #N/A | #VALUE! | #N/A
1.3697 | 1000 | 1000 | 999 | Default | #VALUE! | 1.5 | 12 | #N/A | #VALUE! | #N/A | 4.8235 | #N/A | #N/A | #N/A | #VALUE! |  | 15 | 25 | 15 | 50 | 1.3697 | #N/A | #VALUE! | 47.4383 | #VALUE! | #N/A | #VALUE! | #N/A
1.3971 | 1000 | 1000 | 999 | Default | #VALUE! | 1.5 | 12 | #N/A | #VALUE! | #N/A | 4.8235 | #N/A | #N/A | #N/A | #VALUE! |  | 15 | 25 | 15 | 51 | 1.3971 | #N/A | #VALUE! | 48.3871 | #VALUE! | #N/A | #VALUE! | #N/A
1.4245 | 1000 | 1000 | 999 | Default | #VALUE! | 1.5 | 12 | #N/A | #VALUE! | #N/A | 4.8235 | #N/A | #N/A | #N/A | #VALUE! |  | 15 | 25 | 15 | 52 | 1.4245 | #N/A | #VALUE! | 49.3359 | #VALUE! | #N/A | #VALUE! | #N/A
1.4519 | 1000 | 1000 | 999 | Default | #VALUE! | 1.5 | 12 | #N/A | #VALUE! | #N/A | 4.8235 | #N/A | #N/A | #N/A | #VALUE! |  | 15 | 25 | 15 | 53 | 1.4519 | #N/A | #VALUE! | 50.2846 | #VALUE! | #N/A | #VALUE! | #N/A
1.4792 | 1000 | 1000 | 999 | Default | #VALUE! | 1.5 | 12 | #N/A | #VALUE! | #N/A | 4.8235 | #N/A | #N/A | #N/A | #VALUE! |  | 15 | 25 | 15 | 54 | 1.4792 | #N/A | #VALUE! | 51.2334 | #VALUE! | #N/A | #VALUE! | #N/A
1.5066 | 1000 | 1000 | 999 | Default | #VALUE! | 1.5 | 12 | #N/A | #VALUE! | #N/A | 4.8235 | #N/A | #N/A | #N/A | #VALUE! |  | 15 | 25 | 15 | 55 | 1.5066 | #N/A | #VALUE! | 52.1822 | #VALUE! | #N/A | #VALUE! | #N/A
1.534 | 1000 | 1000 | 999 | Default | #VALUE! | 1.5 | 12 | #N/A | #VALUE! | #N/A | 4.8235 | #N/A | #N/A | #N/A | #VALUE! |  | 15 | 25 | 15 | 56 | 1.534 | #N/A | #VALUE! | 53.1309 | #VALUE! | #N/A | #VALUE! | #N/A
1.5614 | 1000 | 1000 | 999 | Default | #VALUE! | 1.5 | 12 | #N/A | #VALUE! | #N/A | 4.8235 | #N/A | #N/A | #N/A | #VALUE! |  | 15 | 25 | 15 | 57 | 1.5614 | #N/A | #VALUE! | 54.0797 | #VALUE! | #N/A | #VALUE! | #N/A
1.5888 | 1000 | 1000 | 999 | Default | #VALUE! | 1.5 | 12 | #N/A | #VALUE! | #N/A | 4.8235 | #N/A | #N/A | #N/A | #VALUE! |  | 15 | 25 | 15 | 58 | 1.5888 | #N/A | #VALUE! | 55.0285 | #VALUE! | #N/A | #VALUE! | #N/A
1.6162 | 1000 | 1000 | 999 | Default | #VALUE! | 1.5 | 12 | #N/A | #VALUE! | #N/A | 4.8235 | #N/A | #N/A | #N/A | #VALUE! |  | 15 | 25 | 15 | 59 | 1.6162 | #N/A | #VALUE! | 55.9772 | #VALUE! | #N/A | #VALUE! | #N/A
1.6436 | 1000 | 1000 | 999 | Default | #VALUE! | 1.5 | 12 | #N/A | #VALUE! | #N/A | 4.8235 | #N/A | #N/A | #N/A | #VALUE! |  | 15 | 25 | 15 | 60 | 1.6436 | #N/A | #VALUE! | 56.926 | #VALUE! | #N/A | #VALUE! | #N/A
1.671 | 1000 | 1000 | 999 | Default | #VALUE! | 1.5 | 12 | #N/A | #VALUE! | #N/A | 4.8235 | #N/A | #N/A | #N/A | #VALUE! |  | 15 | 25 | 15 | 61 | 1.671 | #N/A | #VALUE! | 57.8748 | #VALUE! | #N/A | #VALUE! | #N/A
1.6984 | 1000 | 1000 | 999 | Default | #VALUE! | 1.5 | 12 | #N/A | #VALUE! | #N/A | 4.8235 | #N/A | #N/A | #N/A | #VALUE! |  | 15 | 25 | 15 | 62 | 1.6984 | #N/A | #VALUE! | 58.8235 | #VALUE! | #N/A | #VALUE! | #N/A
1.7258 | 1000 | 1000 | 999 | Default | #VALUE! | 1.5 | 12 | #N/A | #VALUE! | #N/A | 4.8235 | #N/A | #N/A | #N/A | #VALUE! |  | 15 | 25 | 15 | 63 | 1.7258 | #N/A | #VALUE! | 59.7723 | #VALUE! | #N/A | #VALUE! | #N/A
1.7532 | 1000 | 1000 | 999 | Default | #VALUE! | 1.5 | 12 | #N/A | #VALUE! | #N/A | 4.8235 | #N/A | #N/A | #N/A | #VALUE! |  | 15 | 25 | 15 | 64 | 1.7532 | #N/A | #VALUE! | 60.7211 | #VALUE! | #N/A | #VALUE! | #N/A
1.7806 | 1000 | 1000 | 999 | Default | #VALUE! | 1.5 | 12 | #N/A | #VALUE! | #N/A | 4.8235 | #N/A | #N/A | #N/A | #VALUE! |  | 15 | 25 | 15 | 65 | 1.7806 | #N/A | #VALUE! | 61.6698 | #VALUE! | #N/A | #VALUE! | #N/A
1.808 | 1000 | 1000 | 999 | Default | #VALUE! | 1.5 | 12 | #N/A | #VALUE! | #N/A | 4.8235 | #N/A | #N/A | #N/A | #VALUE! |  | 15 | 25 | 15 | 66 | 1.808 | #N/A | #VALUE! | 62.6186 | #VALUE! | #N/A | #VALUE! | #N/A
1.8354 | 1000 | 1000 | 999 | Default | #VALUE! | 1.5 | 12 | #N/A | #VALUE! | #N/A | 4.8235 | #N/A | #N/A | #N/A | #VALUE! |  | 15 | 25 | 15 | 67 | 1.8354 | #N/A | #VALUE! | 63.5674 | #VALUE! | #N/A | #VALUE! | #N/A
1.8628 | 1000 | 1000 | 999 | Default | #VALUE! | 1.5 | 12 | #N/A | #VALUE! | #N/A | 4.8235 | #N/A | #N/A | #N/A | #VALUE! |  | 15 | 25 | 15 | 68 | 1.8628 | #N/A | #VALUE! | 64.5161 | #VALUE! | #N/A | #VALUE! | #N/A
1.8902 | 1000 | 1000 | 999 | Default | #VALUE! | 1.5 | 12 | #N/A | #VALUE! | #N/A | 4.8235 | #N/A | #N/A | #N/A | #VALUE! |  | 15 | 25 | 15 | 69 | 1.8902 | #N/A | #VALUE! | 65.4649 | #VALUE! | #N/A | #VALUE! | #N/A
1.9175 | 1000 | 1000 | 999 | Default | #VALUE! | 1.5 | 12 | #N/A | #VALUE! | #N/A | 4.8235 | #N/A | #N/A | #N/A | #VALUE! |  | 15 | 25 | 15 | 70 | 1.9175 | #N/A | #VALUE! | 66.4137 | #VALUE! | #N/A | #VALUE! | #N/A
1.9449 | 1000 | 1000 | 999 | Default | #VALUE! | 1.5 | 12 | #N/A | #VALUE! | #N/A | 4.8235 | #N/A | #N/A | #N/A | #VALUE! |  | 15 | 25 | 15 | 71 | 1.9449 | #N/A | #VALUE! | 67.3624 | #VALUE! | #N/A | #VALUE! | #N/A
1.9723 | 1000 | 1000 | 999 | Default | #VALUE! | 1.5 | 12 | #N/A | #VALUE! | #N/A | 4.8235 | #N/A | #N/A | #N/A | #VALUE! |  | 15 | 25 | 15 | 72 | 1.9723 | #N/A | #VALUE! | 68.3112 | #VALUE! | #N/A | #VALUE! | #N/A
1.9997 | 1000 | 1000 | 999 | Default | #VALUE! | 1.5 | 12 | #N/A | #VALUE! | #N/A | 4.8235 | #N/A | #N/A | #N/A | #VALUE! |  | 15 | 25 | 15 | 73 | 1.9997 | #N/A | #VALUE! | 69.26 | #VALUE! | #N/A | #VALUE! | #N/A
2.0271 | 1000 | 1000 | 999 | Default | #VALUE! | 1.5 | 12 | #N/A | #VALUE! | #N/A | 4.9441 | #N/A | #N/A | #N/A | #VALUE! |  | 15 | 25 | 15 | 74 | 2.0271 | #N/A | #VALUE! | 70.2087 | #VALUE! | #N/A | #VALUE! | #N/A
2.0545 | 1000 | 1000 | 999 | Default | #VALUE! | 1.5 | 12 | #N/A | #VALUE! | #N/A | 4.9441 | #N/A | #N/A | #N/A | #VALUE! |  | 15 | 25 | 15 | 75 | 2.0545 | #N/A | #VALUE! | 71.1575 | #VALUE! | #N/A | #VALUE! | #N/A
2.0819 | 1000 | 1000 | 999 | Default | #VALUE! | 1.5 | 12 | #N/A | #VALUE! | #N/A | 4.9441 | #N/A | #N/A | #N/A | #VALUE! |  | 15 | 25 | 15 | 76 | 2.0819 | #N/A | #VALUE! | 72.1063 | #VALUE! | #N/A | #VALUE! | #N/A
2.1093 | 1000 | 1000 | 999 | Default | #VALUE! | 1.5 | 12 | #N/A | #VALUE! | #N/A | 4.9441 | #N/A | #N/A | #N/A | #VALUE! |  | 15 | 25 | 15 | 77 | 2.1093 | #N/A | #VALUE! | 73.055 | #VALUE! | #N/A | #VALUE! | #N/A
2.1367 | 1000 | 1000 | 999 | Default | #VALUE! | 1.5 | 12 | #N/A | #VALUE! | #N/A | 4.9441 | #N/A | #N/A | #N/A | #VALUE! |  | 15 | 25 | 15 | 78 | 2.1367 | #N/A | #VALUE! | 74.0038 | #VALUE! | #N/A | #VALUE! | #N/A
2.1641 | 1000 | 1000 | 999 | Default | #VALUE! | 1.5 | 12 | #N/A | #VALUE! | #N/A | 4.9441 | #N/A | #N/A | #N/A | #VALUE! |  | 15 | 25 | 15 | 79 | 2.1641 | #N/A | #VALUE! | 74.9526 | #VALUE! | #N/A | #VALUE! | #N/A
2.1915 | 1000 | 1000 | 999 | Default | #VALUE! | 1.5 | 12 | #N/A | #VALUE! | #N/A | 4.9441 | #N/A | #N/A | #N/A | #VALUE! |  | 15 | 25 | 15 | 80 | 2.1915 | #N/A | #VALUE! | 75.9013 | #VALUE! | #N/A | #VALUE! | #N/A
2.2189 | 1000 | 1000 | 999 | Default | #VALUE! | 1.5 | 12 | #N/A | #VALUE! | #N/A | 4.9441 | #N/A | #N/A | #N/A | #VALUE! |  | 15 | 25 | 15 | 81 | 2.2189 | #N/A | #VALUE! | 76.8501 | #VALUE! | #N/A | #VALUE! | #N/A
2.2463 | 1000 | 1000 | 999 | Default | #VALUE! | 1.5 | 12 | #N/A | #VALUE! | #N/A | 4.9441 | #N/A | #N/A | #N/A | #VALUE! |  | 15 | 25 | 15 | 82 | 2.2463 | #N/A | #VALUE! | 77.7989 | #VALUE! | #N/A | #VALUE! | #N/A
2.2737 | 1000 | 1000 | 999 | Default | #VALUE! | 1.5 | 12 | #N/A | #VALUE! | #N/A | 4.9441 | #N/A | #N/A | #N/A | #VALUE! |  | 15 | 25 | 15 | 83 | 2.2737 | #N/A | #VALUE! | 78.7476 | #VALUE! | #N/A | #VALUE! | #N/A
2.3011 | 1000 | 1000 | 999 | Default | #VALUE! | 1.5 | 12 | #N/A | #VALUE! | #N/A | 4.9441 | #N/A | #N/A | #N/A | #VALUE! |  | 15 | 25 | 15 | 84 | 2.3011 | #N/A | #VALUE! | 79.6964 | #VALUE! | #N/A | #VALUE! | #N/A
2.3284 | 1000 | 1000 | 999 | Default | #VALUE! | 1.5 | 12 | #N/A | #VALUE! | #N/A | 4.9441 | #N/A | #N/A | #N/A | #VALUE! |  | 15 | 25 | 15 | 85 | 2.3284 | #N/A | #VALUE! | 80.6452 | #VALUE! | #N/A | #VALUE! | #N/A
2.3558 | 1000 | 1000 | 999 | Default | #VALUE! | 1.5 | 12 | #N/A | #VALUE! | #N/A | 4.9441 | #N/A | #N/A | #N/A | #VALUE! |  | 15 | 25 | 15 | 86 | 2.3558 | #N/A | #VALUE! | 81.5939 | #VALUE! | #N/A | #VALUE! | #N/A
2.3832 | 1000 | 1000 | 999 | Default | #VALUE! | 1.5 | 12 | #N/A | #VALUE! | #N/A | 4.9441 | #N/A | #N/A | #N/A | #VALUE! |  | 15 | 25 | 15 | 87 | 2.3832 | #N/A | #VALUE! | 82.5427 | #VALUE! | #N/A | #VALUE! | #N/A
2.4106 | 1000 | 1000 | 999 | Default | #VALUE! | 1.5 | 12 | #N/A | #VALUE! | #N/A | 4.9441 | #N/A | #N/A | #N/A | #VALUE! |  | 15 | 25 | 15 | 88 | 2.4106 | #N/A | #VALUE! | 83.4915 | #VALUE! | #N/A | #VALUE! | #N/A
2.438 | 1000 | 1000 | 999 | Default | #VALUE! | 1.5 | 12 | #N/A | #VALUE! | #N/A | 4.9441 | #N/A | #N/A | #N/A | #VALUE! |  | 15 | 25 | 15 | 89 | 2.438 | #N/A | #VALUE! | 84.4402 | #VALUE! | #N/A | #VALUE! | #N/A
2.4654 | 1000 | 1000 | 999 | Default | #VALUE! | 1.5 | 12 | #N/A | #VALUE! | #N/A | 4.9441 | #N/A | #N/A | #N/A | #VALUE! |  | 15 | 25 | 15 | 90 | 2.4654 | #N/A | #VALUE! | 85.389 | #VALUE! | #N/A | #VALUE! | #N/A
2.4928 | 1000 | 1000 | 999 | Default | #VALUE! | 1.5 | 12 | #N/A | #VALUE! | #N/A | 4.9441 | #N/A | #N/A | #N/A | #VALUE! |  | 15 | 25 | 15 | 91 | 2.4928 | #N/A | #VALUE! | 86.3378 | #VALUE! | #N/A | #VALUE! | #N/A
2.5202 | 1000 | 1000 | 999 | Default | #VALUE! | 1.5 | 12 | #N/A | #VALUE! | #N/A | 4.9441 | #N/A | #N/A | #N/A | #VALUE! |  | 15 | 25 | 15 | 92 | 2.5202 | #N/A | #VALUE! | 87.2865 | #VALUE! | #N/A | #VALUE! | #N/A
2.5476 | 1000 | 1000 | 999 | Default | #VALUE! | 1.5 | 12 | #N/A | #VALUE! | #N/A | 4.9441 | #N/A | #N/A | #N/A | #VALUE! |  | 15 | 25 | 15 | 93 | 2.5476 | #N/A | #VALUE! | 88.2353 | #VALUE! | #N/A | #VALUE! | #N/A
2.575 | 1000 | 1000 | 999 | Default | #VALUE! | 1.5 | 12 | #N/A | #VALUE! | #N/A | 4.9441 | #N/A | #N/A | #N/A | #VALUE! |  | 15 | 25 | 15 | 94 | 2.575 | #N/A | #VALUE! | 89.1841 | #VALUE! | #N/A | #VALUE! | #N/A
2.6024 | 1000 | 1000 | 999 | Default | #VALUE! | 1.5 | 12 | #N/A | #VALUE! | #N/A | 4.9441 | #N/A | #N/A | #N/A | #VALUE! |  | 15 | 25 | 15 | 95 | 2.6024 | #N/A | #VALUE! | 90.1328 | #VALUE! | #N/A | #VALUE! | #N/A
2.6298 | 1000 | 1000 | 999 | Default | #VALUE! | 1.5 | 12 | #N/A | #VALUE! | #N/A | 4.9441 | #N/A | #N/A | #N/A | #VALUE! |  | 15 | 25 | 15 | 96 | 2.6298 | #N/A | #VALUE! | 91.0816 | #VALUE! | #N/A | #VALUE! | #N/A
2.6572 | 1000 | 1000 | 999 | Default | #VALUE! | 1.5 | 12 | #N/A | #VALUE! | #N/A | 4.9441 | #N/A | #N/A | #N/A | #VALUE! |  | 15 | 25 | 15 | 97 | 2.6572 | #N/A | #VALUE! | 92.0304 | #VALUE! | #N/A | #VALUE! | #N/A
2.6846 | 1000 | 1000 | 999 | Default | #VALUE! | 1.5 | 12 | #N/A | #VALUE! | #N/A | 4.9441 | #N/A | #N/A | #N/A | #VALUE! |  | 15 | 25 | 15 | 98 | 2.6846 | #N/A | #VALUE! | 92.9791 | #VALUE! | #N/A | #VALUE! | #N/A
2.712 | 1000 | 1000 | 999 | Default | #VALUE! | 1.5 | 12 | #N/A | #VALUE! | #N/A | 4.9441 | #N/A | #N/A | #N/A | #VALUE! |  | 15 | 25 | 15 | 99 | 2.712 | #N/A | #VALUE! | 93.9279 | #VALUE! | #N/A | #VALUE! | #N/A
2.7394 | 1000 | 1000 | 999 | Default | #VALUE! | 1.5 | 12 | #N/A | #VALUE! | #N/A | 4.9441 | #N/A | #N/A | #N/A | #VALUE! |  | 15 | 25 | 15 | 100 | 2.7394 | #N/A | #VALUE! | 94.8767 | #VALUE! | #N/A | #VALUE! | #N/A
2.7667 | 1000 | 1000 | 999 | Default | #VALUE! | 1.5 | 12 | #N/A | #VALUE! | #N/A | 4.9441 | #N/A | #N/A | #N/A | #VALUE! |  | 15 | 25 | 15 | 101 | 2.7667 | #N/A | #VALUE! | 95.8254 | #VALUE! | #N/A | #VALUE! | #N/A
2.7941 | 1000 | 1000 | 999 | Default | #VALUE! | 1.5 | 12 | #N/A | #VALUE! | #N/A | 4.9441 | #N/A | #N/A | #N/A | #VALUE! |  | 15 | 25 | 15 | 102 | 2.7941 | #N/A | #VALUE! | 96.7742 | #VALUE! | #N/A | #VALUE! | #N/A
2.8215 | 1000 | 1000 | 999 | Default | #VALUE! | 1.5 | 12 | #N/A | #VALUE! | #N/A | 4.9441 | #N/A | #N/A | #N/A | #VALUE! |  | 15 | 25 | 15 | 103 | 2.8215 | #N/A | #VALUE! | 97.723 | #VALUE! | #N/A | #VALUE! | #N/A
2.8489 | 1000 | 1000 | 999 | Default | #VALUE! | 1.5 | 12 | #N/A | #VALUE! | #N/A | 4.9441 | #N/A | #N/A | #N/A | #VALUE! |  | 15 | 25 | 15 | 104 | 2.8489 | #N/A | #VALUE! | 98.6717 | #VALUE! | #N/A | #VALUE! | #N/A
2.8763 | 1000 | 1000 | 999 | Default | #VALUE! | 1.5 | 12 | #N/A | #VALUE! | #N/A | 4.9441 | #N/A | #N/A | #N/A | #VALUE! |  | 15 | 25 | 15 | 105 | 2.8763 | #N/A | #VALUE! | 99.6205 | #VALUE! | #N/A | #VALUE! | #N/A
2.9037 | 1000 | 1000 | 999 | Default | #VALUE! | 1.5 | 12 | #N/A | #VALUE! | #N/A | 4.9441 | #N/A | #N/A | #N/A | #VALUE! |  | 15 | 25 | 15 | 106 | 2.9037 | #N/A | #VALUE! | 100.5693 | #VALUE! | #N/A | #VALUE! | #N/A
2.9311 | 1000 | 1000 | 999 | Default | #VALUE! | 1.5 | 12 | #N/A | #VALUE! | #N/A | 4.9441 | #N/A | #N/A | #N/A | #VALUE! |  | 15 | 25 | 15 | 107 | 2.9311 | #N/A | #VALUE! | 101.518 | #VALUE! | #N/A | #VALUE! | #N/A
2.9585 | 1000 | 1000 | 999 | Default | #VALUE! | 1.5 | 12 | #N/A | #VALUE! | #N/A | 4.9441 | #N/A | #N/A | #N/A | #VALUE! |  | 15 | 25 | 15 | 108 | 2.9585 | #N/A | #VALUE! | 102.4668 | #VALUE! | #N/A | #VALUE! | #N/A
2.9859 | 1000 | 1000 | 999 | Default | #VALUE! | 1.5 | 12 | #N/A | #VALUE! | #N/A | 4.9441 | #N/A | #N/A | #N/A | #VALUE! |  | 15 | 25 | 15 | 109 | 2.9859 | #N/A | #VALUE! | 103.4156 | #VALUE! | #N/A | #VALUE! | #N/A
3.0133 | 1000 | 1000 | 999 | Default | #VALUE! | 1.5 | 12 | #N/A | #VALUE! | #N/A | 5.0677 | #N/A | #N/A | #N/A | #VALUE! |  | 15 | 25 | 15 | 110 | 3.0133 | #N/A | #VALUE! | 104.3643 | #VALUE! | #N/A | #VALUE! | #N/A
3.0407 | 1000 | 1000 | 999 | Default | #VALUE! | 1.5 | 12 | #N/A | #VALUE! | #N/A | 5.0677 | #N/A | #N/A | #N/A | #VALUE! |  | 15 | 25 | 15 | 111 | 3.0407 | #N/A | #VALUE! | 105.3131 | #VALUE! | #N/A | #VALUE! | #N/A
3.0681 | 1000 | 1000 | 999 | Default | #VALUE! | 1.5 | 12 | #N/A | #VALUE! | #N/A | 5.0677 | #N/A | #N/A | #N/A | #VALUE! |  | 15 | 25 | 15 | 112 | 3.0681 | #N/A | #VALUE! | 106.2619 | #VALUE! | #N/A | #VALUE! | #N/A
3.0955 | 1000 | 1000 | 999 | Default | #VALUE! | 1.5 | 12 | #N/A | #VALUE! | #N/A | 5.0677 | #N/A | #N/A | #N/A | #VALUE! |  | 15 | 25 | 15 | 113 | 3.0955 | #N/A | #VALUE! | 107.2106 | #VALUE! | #N/A | #VALUE! | #N/A
3.1229 | 1000 | 1000 | 999 | Default | #VALUE! | 1.5 | 12 | #N/A | #VALUE! | #N/A | 5.0677 | #N/A | #N/A | #N/A | #VALUE! |  | 15 | 25 | 15 | 114 | 3.1229 | #N/A | #VALUE! | 108.1594 | #VALUE! | #N/A | #VALUE! | #N/A
3.1503 | 1000 | 1000 | 999 | Default | #VALUE! | 1.5 | 12 | #N/A | #VALUE! | #N/A | 5.0677 | #N/A | #N/A | #N/A | #VALUE! |  | 15 | 25 | 15 | 115 | 3.1503 | #N/A | #VALUE! | 109.1082 | #VALUE! | #N/A | #VALUE! | #N/A
3.1776 | 1000 | 1000 | 999 | Default | #VALUE! | 1.5 | 12 | #N/A | #VALUE! | #N/A | 5.0677 | #N/A | #N/A | #N/A | #VALUE! |  | 15 | 25 | 15 | 116 | 3.1776 | #N/A | #VALUE! | 110.0569 | #VALUE! | #N/A | #VALUE! | #N/A
3.205 | 1000 | 1000 | 999 | Default | #VALUE! | 1.5 | 12 | #N/A | #VALUE! | #N/A | 5.0677 | #N/A | #N/A | #N/A | #VALUE! |  | 15 | 25 | 15 | 117 | 3.205 | #N/A | #VALUE! | 111.0057 | #VALUE! | #N/A | #VALUE! | #N/A
3.2324 | 1000 | 1000 | 999 | Default | #VALUE! | 1.5 | 12 | #N/A | #VALUE! | #N/A | 5.0677 | #N/A | #N/A | #N/A | #VALUE! |  | 15 | 25 | 15 | 118 | 3.2324 | #N/A | #VALUE! | 111.9545 | #VALUE! | #N/A | #VALUE! | #N/A
3.2598 | 1000 | 1000 | 999 | Default | #VALUE! | 1.5 | 12 | #N/A | #VALUE! | #N/A | 5.0677 | #N/A | #N/A | #N/A | #VALUE! |  | 15 | 25 | 15 | 119 | 3.2598 | #N/A | #VALUE! | 112.9032 | #VALUE! | #N/A | #VALUE! | #N/A
3.2872 | 1000 | 1000 | 999 | Default | #VALUE! | 1.5 | 12 | #N/A | #VALUE! | #N/A | 5.0677 | #N/A | #N/A | #N/A | #VALUE! |  | 15 | 25 | 15 | 120 | 3.2872 | #N/A | #VALUE! | 113.852 | #VALUE! | #N/A | #VALUE! | #N/A
3.3146 | 1000 | 1000 | 999 | Default | #VALUE! | 1.5 | 12 | #N/A | #VALUE! | #N/A | 5.0677 | #N/A | #N/A | #N/A | #VALUE! |  | 15 | 25 | 15 | 121 | 3.3146 | #N/A | #VALUE! | 114.8008 | #VALUE! | #N/A | #VALUE! | #N/A
3.342 | 1000 | 1000 | 999 | Default | #VALUE! | 1.5 | 12 | #N/A | #VALUE! | #N/A | 5.0677 | #N/A | #N/A | #N/A | #VALUE! |  | 15 | 25 | 15 | 122 | 3.342 | #N/A | #VALUE! | 115.7495 | #VALUE! | #N/A | #VALUE! | #N/A
3.3694 | 1000 | 1000 | 999 | Default | #VALUE! | 1.5 | 12 | #N/A | #VALUE! | #N/A | 5.0677 | #N/A | #N/A | #N/A | #VALUE! |  | 15 | 25 | 15 | 123 | 3.3694 | #N/A | #VALUE! | 116.6983 | #VALUE! | #N/A | #VALUE! | #N/A
3.3968 | 1000 | 1000 | 999 | Default | #VALUE! | 1.5 | 12 | #N/A | #VALUE! | #N/A | 5.0677 | #N/A | #N/A | #N/A | #VALUE! |  | 15 | 25 | 15 | 124 | 3.3968 | #N/A | #VALUE! | 117.6471 | #VALUE! | #N/A | #VALUE! | #N/A
3.4242 | 1000 | 1000 | 999 | Default | #VALUE! | 1.5 | 12 | #N/A | #VALUE! | #N/A | 5.0677 | #N/A | #N/A | #N/A | #VALUE! |  | 15 | 25 | 15 | 125 | 3.4242 | #N/A | #VALUE! | 118.5958 | #VALUE! | #N/A | #VALUE! | #N/A
3.4516 | 1000 | 1000 | 999 | Default | #VALUE! | 1.5 | 12 | #N/A | #VALUE! | #N/A | 5.0677 | #N/A | #N/A | #N/A | #VALUE! |  | 15 | 25 | 15 | 126 | 3.4516 | #N/A | #VALUE! | 119.5446 | #VALUE! | #N/A | #VALUE! | #N/A
3.479 | 1000 | 1000 | 999 | Default | #VALUE! | 1.5 | 12 | #N/A | #VALUE! | #N/A | 5.0677 | #N/A | #N/A | #N/A | #VALUE! |  | 15 | 25 | 15 | 127 | 3.479 | #N/A | #VALUE! | 120.4934 | #VALUE! | #N/A | #VALUE! | #N/A
3.5064 | 1000 | 1000 | 999 | Default | #VALUE! | 1.5 | 12 | #N/A | #VALUE! | #N/A | 5.0677 | #N/A | #N/A | #N/A | #VALUE! |  | 15 | 25 | 15 | 128 | 3.5064 | #N/A | #VALUE! | 121.4421 | #VALUE! | #N/A | #VALUE! | #N/A
3.5338 | 1000 | 1000 | 999 | Default | #VALUE! | 1.5 | 12 | #N/A | #VALUE! | #N/A | 5.0677 | #N/A | #N/A | #N/A | #VALUE! |  | 15 | 25 | 15 | 129 | 3.5338 | #N/A | #VALUE! | 122.3909 | #VALUE! | #N/A | #VALUE! | #N/A
3.5612 | 1000 | 1000 | 999 | Default | #VALUE! | 1.5 | 12 | #N/A | #VALUE! | #N/A | 5.0677 | #N/A | #N/A | #N/A | #VALUE! |  | 15 | 25 | 15 | 130 | 3.5612 | #N/A | #VALUE! | 123.3397 | #VALUE! | #N/A | #VALUE! | #N/A
3.5885 | 1000 | 1000 | 999 | Default | #VALUE! | 1.5 | 12 | #N/A | #VALUE! | #N/A | 5.0677 | #N/A | #N/A | #N/A | #VALUE! |  | 15 | 25 | 15 | 131 | 3.5885 | #N/A | #VALUE! | 124.2884 | #VALUE! | #N/A | #VALUE! | #N/A
3.6159 | 1000 | 1000 | 999 | Default | #VALUE! | 1.5 | 12 | #N/A | #VALUE! | #N/A | 5.0677 | #N/A | #N/A | #N/A | #VALUE! |  | 15 | 25 | 15 | 132 | 3.6159 | #N/A | #VALUE! | 125.2372 | #VALUE! | #N/A | #VALUE! | #N/A
3.6433 | 1000 | 1000 | 999 | Default | #VALUE! | 1.5 | 12 | #N/A | #VALUE! | #N/A | 5.0677 | #N/A | #N/A | #N/A | #VALUE! |  | 15 | 25 | 15 | 133 | 3.6433 | #N/A | #VALUE! | 126.186 | #VALUE! | #N/A | #VALUE! | #N/A
3.6707 | 1000 | 1000 | 999 | Default | #VALUE! | 1.5 | 12 | #N/A | #VALUE! | #N/A | 5.0677 | #N/A | #N/A | #N/A | #VALUE! |  | 15 | 25 | 15 | 134 | 3.6707 | #N/A | #VALUE! | 127.1347 | #VALUE! | #N/A | #VALUE! | #N/A
3.6981 | 1000 | 1000 | 999 | Default | #VALUE! | 1.5 | 12 | #N/A | #VALUE! | #N/A | 5.0677 | #N/A | #N/A | #N/A | #VALUE! |  | 15 | 25 | 15 | 135 | 3.6981 | #N/A | #VALUE! | 128.0835 | #VALUE! | #N/A | #VALUE! | #N/A
3.7255 | 1000 | 1000 | 999 | Default | #VALUE! | 1.5 | 12 | #N/A | #VALUE! | #N/A | 5.0677 | #N/A | #N/A | #N/A | #VALUE! |  | 15 | 25 | 15 | 136 | 3.7255 | #N/A | #VALUE! | 129.0323 | #VALUE! | #N/A | #VALUE! | #N/A
3.7529 | 1000 | 1000 | 999 | Default | #VALUE! | 1.5 | 12 | #N/A | #VALUE! | #N/A | 5.0677 | #N/A | #N/A | #N/A | #VALUE! |  | 15 | 25 | 15 | 137 | 3.7529 | #N/A | #VALUE! | 129.981 | #VALUE! | #N/A | #VALUE! | #N/A
3.7803 | 1000 | 1000 | 999 | Default | #VALUE! | 1.5 | 12 | #N/A | #VALUE! | #N/A | 5.0677 | #N/A | #N/A | #N/A | #VALUE! |  | 15 | 25 | 15 | 138 | 3.7803 | #N/A | #VALUE! | 130.9298 | #VALUE! | #N/A | #VALUE! | #N/A
3.8077 | 1000 | 1000 | 999 | Default | #VALUE! | 1.5 | 12 | #N/A | #VALUE! | #N/A | 5.0677 | #N/A | #N/A | #N/A | #VALUE! |  | 15 | 25 | 15 | 139 | 3.8077 | #N/A | #VALUE! | 131.8786 | #VALUE! | #N/A | #VALUE! | #N/A
3.8351 | 1000 | 1000 | 999 | Default | #VALUE! | 1.5 | 12 | #N/A | #VALUE! | #N/A | 5.0677 | #N/A | #N/A | #N/A | #VALUE! |  | 15 | 25 | 15 | 140 | 3.8351 | #N/A | #VALUE! | 132.8273 | #VALUE! | #N/A | #VALUE! | #N/A
3.8625 | 1000 | 1000 | 999 | Default | #VALUE! | 1.5 | 12 | #N/A | #VALUE! | #N/A | 5.0677 | #N/A | #N/A | #N/A | #VALUE! |  | 15 | 25 | 15 | 141 | 3.8625 | #N/A | #VALUE! | 133.7761 | #VALUE! | #N/A | #VALUE! | #N/A
3.8899 | 1000 | 1000 | 999 | Default | #VALUE! | 1.5 | 12 | #N/A | #VALUE! | #N/A | 5.0677 | #N/A | #N/A | #N/A | #VALUE! |  | 15 | 25 | 15 | 142 | 3.8899 | #N/A | #VALUE! | 134.7249 | #VALUE! | #N/A | #VALUE! | #N/A
3.9173 | 1000 | 1000 | 999 | Default | #VALUE! | 1.5 | 12 | #N/A | #VALUE! | #N/A | 5.0677 | #N/A | #N/A | #N/A | #VALUE! |  | 15 | 25 | 15 | 143 | 3.9173 | #N/A | #VALUE! | 135.6736 | #VALUE! | #N/A | #VALUE! | #N/A
3.9447 | 1000 | 1000 | 999 | Default | #VALUE! | 1.5 | 12 | #N/A | #VALUE! | #N/A | 5.0677 | #N/A | #N/A | #N/A | #VALUE! |  | 15 | 25 | 15 | 144 | 3.9447 | #N/A | #VALUE! | 136.6224 | #VALUE! | #N/A | #VALUE! | #N/A
3.9721 | 1000 | 1000 | 999 | Default | #VALUE! | 1.5 | 12 | #N/A | #VALUE! | #N/A | 5.0677 | #N/A | #N/A | #N/A | #VALUE! |  | 15 | 25 | 15 | 145 | 3.9721 | #N/A | #VALUE! | 137.5712 | #VALUE! | #N/A | #VALUE! | #N/A
3.9995 | 1000 | 1000 | 999 | Default | #VALUE! | 1.5 | 12 | #N/A | #VALUE! | #N/A | 5.0677 | #N/A | #N/A | #N/A | #VALUE! |  | 15 | 25 | 15 | 146 | 3.9995 | #N/A | #VALUE! | 138.5199 | #VALUE! | #N/A | #VALUE! | #N/A
4.0268 | 1000 | 1000 | 999 | Default | #VALUE! | 1.5 | 12 | #N/A | #VALUE! | #N/A | 5.1944 | #N/A | #N/A | #N/A | #VALUE! |  | 15 | 25 | 15 | 147 | 4.0268 | #N/A | #VALUE! | 139.4687 | #VALUE! | #N/A | #VALUE! | #N/A
4.0542 | 1000 | 1000 | 999 | Default | #VALUE! | 1.5 | 12 | #N/A | #VALUE! | #N/A | 5.1944 | #N/A | #N/A | #N/A | #VALUE! |  | 15 | 25 | 15 | 148 | 4.0542 | #N/A | #VALUE! | 140.4175 | #VALUE! | #N/A | #VALUE! | #N/A
4.0816 | 1000 | 1000 | 999 | Default | #VALUE! | 1.5 | 12 | #N/A | #VALUE! | #N/A | 5.1944 | #N/A | #N/A | #N/A | #VALUE! |  | 15 | 25 | 15 | 149 | 4.0816 | #N/A | #VALUE! | 141.3662 | #VALUE! | #N/A | #VALUE! | #N/A
4.109 | 1000 | 1000 | 999 | Default | #VALUE! | 1.5 | 12 | #N/A | #VALUE! | #N/A | 5.1944 | #N/A | #N/A | #N/A | #VALUE! |  | 15 | 25 | 15 | 150 | 4.109 | #N/A | #VALUE! | 142.315 | #VALUE! | #N/A | #VALUE! | #N/A
4.1364 | 1000 | 1000 | 999 | Default | #VALUE! | 1.5 | 12 | #N/A | #VALUE! | #N/A | 5.1944 | #N/A | #N/A | #N/A | #VALUE! |  | 15 | 25 | 15 | 151 | 4.1364 | #N/A | #VALUE! | 143.2638 | #VALUE! | #N/A | #VALUE! | #N/A
4.1638 | 1000 | 1000 | 999 | Default | #VALUE! | 1.5 | 12 | #N/A | #VALUE! | #N/A | 5.1944 | #N/A | #N/A | #N/A | #VALUE! |  | 15 | 25 | 15 | 152 | 4.1638 | #N/A | #VALUE! | 144.2125 | #VALUE! | #N/A | #VALUE! | #N/A
4.1912 | 1000 | 1000 | 999 | Default | #VALUE! | 1.5 | 12 | #N/A | #VALUE! | #N/A | 5.1944 | #N/A | #N/A | #N/A | #VALUE! |  | 15 | 25 | 15 | 153 | 4.1912 | #N/A | #VALUE! | 145.1613 | #VALUE! | #N/A | #VALUE! | #N/A
4.2186 | 1000 | 1000 | 999 | Default | #VALUE! | 1.5 | 12 | #N/A | #VALUE! | #N/A | 5.1944 | #N/A | #N/A | #N/A | #VALUE! |  | 15 | 25 | 15 | 154 | 4.2186 | #N/A | #VALUE! | 146.1101 | #VALUE! | #N/A | #VALUE! | #N/A
4.246 | 1000 | 1000 | 999 | Default | #VALUE! | 1.5 | 12 | #N/A | #VALUE! | #N/A | 5.1944 | #N/A | #N/A | #N/A | #VALUE! |  | 15 | 25 | 15 | 155 | 4.246 | #N/A | #VALUE! | 147.0588 | #VALUE! | #N/A | #VALUE! | #N/A
4.2734 | 1000 | 1000 | 999 | Default | #VALUE! | 1.5 | 12 | #N/A | #VALUE! | #N/A | 5.1944 | #N/A | #N/A | #N/A | #VALUE! |  | 15 | 25 | 15 | 156 | 4.2734 | #N/A | #VALUE! | 148.0076 | #VALUE! | #N/A | #VALUE! | #N/A
4.3008 | 1000 | 1000 | 999 | Default | #VALUE! | 1.5 | 12 | #N/A | #VALUE! | #N/A | 5.1944 | #N/A | #N/A | #N/A | #VALUE! |  | 15 | 25 | 15 | 157 | 4.3008 | #N/A | #VALUE! | 148.9564 | #VALUE! | #N/A | #VALUE! | #N/A
4.3282 | 1000 | 1000 | 999 | Default | #VALUE! | 1.5 | 12 | #N/A | #VALUE! | #N/A | 5.1944 | #N/A | #N/A | #N/A | #VALUE! |  | 15 | 25 | 15 | 158 | 4.3282 | #N/A | #VALUE! | 149.9051 | #VALUE! | #N/A | #VALUE! | #N/A
4.3556 | 1000 | 1000 | 999 | Default | #VALUE! | 1.5 | 12 | #N/A | #VALUE! | #N/A | 5.1944 | #N/A | #N/A | #N/A | #VALUE! |  | 15 | 25 | 15 | 159 | 4.3556 | #N/A | #VALUE! | 150.8539 | #VALUE! | #N/A | #VALUE! | #N/A
4.383 | 1000 | 1000 | 999 | Default | #VALUE! | 1.5 | 12 | #N/A | #VALUE! | #N/A | 5.1944 | #N/A | #N/A | #N/A | #VALUE! |  | 15 | 25 | 15 | 160 | 4.383 | #N/A | #VALUE! | 151.8027 | #VALUE! | #N/A | #VALUE! | #N/A
4.4104 | 1000 | 1000 | 999 | Default | #VALUE! | 1.5 | 12 | #N/A | #VALUE! | #N/A | 5.1944 | #N/A | #N/A | #N/A | #VALUE! |  | 15 | 25 | 15 | 161 | 4.4104 | #N/A | #VALUE! | 152.7514 | #VALUE! | #N/A | #VALUE! | #N/A
4.4377 | 1000 | 1000 | 999 | Default | #VALUE! | 1.5 | 12 | #N/A | #VALUE! | #N/A | 5.1944 | #N/A | #N/A | #N/A | #VALUE! |  | 15 | 25 | 15 | 162 | 4.4377 | #N/A | #VALUE! | 153.7002 | #VALUE! | #N/A | #VALUE! | #N/A
4.4651 | 1000 | 1000 | 999 | Default | #VALUE! | 1.5 | 12 | #N/A | #VALUE! | #N/A | 5.1944 | #N/A | #N/A | #N/A | #VALUE! |  | 15 | 25 | 15 | 163 | 4.4651 | #N/A | #VALUE! | 154.649 | #VALUE! | #N/A | #VALUE! | #N/A
4.4925 | 1000 | 1000 | 999 | Default | #VALUE! | 1.5 | 12 | #N/A | #VALUE! | #N/A | 5.1944 | #N/A | #N/A | #N/A | #VALUE! |  | 15 | 25 | 15 | 164 | 4.4925 | #N/A | #VALUE! | 155.5977 | #VALUE! | #N/A | #VALUE! | #N/A
4.5199 | 1000 | 1000 | 999 | Default | #VALUE! | 1.5 | 12 | #N/A | #VALUE! | #N/A | 5.1944 | #N/A | #N/A | #N/A | #VALUE! |  | 15 | 25 | 15 | 165 | 4.5199 | #N/A | #VALUE! | 156.5465 | #VALUE! | #N/A | #VALUE! | #N/A
4.5473 | 1000 | 1000 | 999 | Default | #VALUE! | 1.5 | 12 | #N/A | #VALUE! | #N/A | 5.1944 | #N/A | #N/A | #N/A | #VALUE! |  | 15 | 25 | 15 | 166 | 4.5473 | #N/A | #VALUE! | 157.4953 | #VALUE! | #N/A | #VALUE! | #N/A
4.5747 | 1000 | 1000 | 999 | Default | #VALUE! | 1.5 | 12 | #N/A | #VALUE! | #N/A | 5.1944 | #N/A | #N/A | #N/A | #VALUE! |  | 15 | 25 | 15 | 167 | 4.5747 | #N/A | #VALUE! | 158.444 | #VALUE! | #N/A | #VALUE! | #N/A
4.6021 | 1000 | 1000 | 999 | Default | #VALUE! | 1.5 | 12 | #N/A | #VALUE! | #N/A | 5.1944 | #N/A | #N/A | #N/A | #VALUE! |  | 15 | 25 | 15 | 168 | 4.6021 | #N/A | #VALUE! | 159.3928 | #VALUE! | #N/A | #VALUE! | #N/A
4.6295 | 1000 | 1000 | 999 | Default | #VALUE! | 1.5 | 12 | #N/A | #VALUE! | #N/A | 5.1944 | #N/A | #N/A | #N/A | #VALUE! |  | 15 | 25 | 15 | 169 | 4.6295 | #N/A | #VALUE! | 160.3416 | #VALUE! | #N/A | #VALUE! | #N/A
4.6569 | 1000 | 1000 | 999 | Default | #VALUE! | 1.5 | 12 | #N/A | #VALUE! | #N/A | 5.1944 | #N/A | #N/A | #N/A | #VALUE! |  | 15 | 25 | 15 | 170 | 4.6569 | #N/A | #VALUE! | 161.2903 | #VALUE! | #N/A | #VALUE! | #N/A
4.6843 | 1000 | 1000 | 999 | Default | #VALUE! | 1.5 | 12 | #N/A | #VALUE! | #N/A | 5.1944 | #N/A | #N/A | #N/A | #VALUE! |  | 15 | 25 | 15 | 171 | 4.6843 | #N/A | #VALUE! | 162.2391 | #VALUE! | #N/A | #VALUE! | #N/A
4.7117 | 1000 | 1000 | 999 | Default | #VALUE! | 1.5 | 12 | #N/A | #VALUE! | #N/A | 5.1944 | #N/A | #N/A | #N/A | #VALUE! |  | 15 | 25 | 15 | 172 | 4.7117 | #N/A | #VALUE! | 163.1879 | #VALUE! | #N/A | #VALUE! | #N/A
4.7391 | 1000 | 1000 | 999 | Default | #VALUE! | 1.5 | 12 | #N/A | #VALUE! | #N/A | 5.1944 | #N/A | #N/A | #N/A | #VALUE! |  | 15 | 25 | 15 | 173 | 4.7391 | #N/A | #VALUE! | 164.1366 | #VALUE! | #N/A | #VALUE! | #N/A
4.7665 | 1000 | 1000 | 999 | Default | #VALUE! | 1.5 | 12 | #N/A | #VALUE! | #N/A | 5.1944 | #N/A | #N/A | #N/A | #VALUE! |  | 15 | 25 | 15 | 174 | 4.7665 | #N/A | #VALUE! | 165.0854 | #VALUE! | #N/A | #VALUE! | #N/A
4.7939 | 1000 | 1000 | 999 | Default | #VALUE! | 1.5 | 12 | #N/A | #VALUE! | #N/A | 5.1944 | #N/A | #N/A | #N/A | #VALUE! |  | 15 | 25 | 15 | 175 | 4.7939 | #N/A | #VALUE! | 166.0342 | #VALUE! | #N/A | #VALUE! | #N/A
4.8213 | 1000 | 1000 | 999 | Default | #VALUE! | 1.5 | 12 | #N/A | #VALUE! | #N/A | 5.1944 | #N/A | #N/A | #N/A | #VALUE! |  | 15 | 25 | 15 | 176 | 4.8213 | #N/A | #VALUE! | 166.9829 | #VALUE! | #N/A | #VALUE! | #N/A
4.8487 | 1000 | 1000 | 999 | Default | #VALUE! | 1.5 | 12 | #N/A | #VALUE! | #N/A | 5.1944 | #N/A | #N/A | #N/A | #VALUE! |  | 15 | 25 | 15 | 177 | 4.8487 | #N/A | #VALUE! | 167.9317 | #VALUE! | #N/A | #VALUE! | #N/A
4.876 | 1000 | 1000 | 999 | Default | #VALUE! | 1.5 | 12 | #N/A | #VALUE! | #N/A | 5.1944 | #N/A | #N/A | #N/A | #VALUE! |  | 15 | 25 | 15 | 178 | 4.876 | #N/A | #VALUE! | 168.8805 | #VALUE! | #N/A | #VALUE! | #N/A
4.9034 | 1000 | 1000 | 999 | Default | #VALUE! | 1.5 | 12 | #N/A | #VALUE! | #N/A | 5.1944 | #N/A | #N/A | #N/A | #VALUE! |  | 15 | 25 | 15 | 179 | 4.9034 | #N/A | #VALUE! | 169.8292 | #VALUE! | #N/A | #VALUE! | #N/A
4.9308 | 1000 | 1000 | 999 | Default | #VALUE! | 1.5 | 12 | #N/A | #VALUE! | #N/A | 5.1944 | #N/A | #N/A | #N/A | #VALUE! |  | 15 | 25 | 15 | 180 | 4.9308 | #N/A | #VALUE! | 170.778 | #VALUE! | #N/A | #VALUE! | #N/A
4.9582 | 1000 | 1000 | 999 | Default | #VALUE! | 1.5 | 12 | #N/A | #VALUE! | #N/A | 5.1944 | #N/A | #N/A | #N/A | #VALUE! |  | 15 | 25 | 15 | 181 | 4.9582 | #N/A | #VALUE! | 171.7268 | #VALUE! | #N/A | #VALUE! | #N/A
4.9856 | 1000 | 1000 | 999 | Default | #VALUE! | 1.5 | 12 | #N/A | #VALUE! | #N/A | 5.1944 | #N/A | #N/A | #N/A | #VALUE! |  | 15 | 25 | 15 | 182 | 4.9856 | #N/A | #VALUE! | 172.6755 | #VALUE! | #N/A | #VALUE! | #N/A
5.013 | 1000 | 1000 | 999 | Default | #VALUE! | 1.5 | 12 | #N/A | #VALUE! | #N/A | 5.3243 | #N/A | #N/A | #N/A | #VALUE! |  | 15 | 25 | 15 | 183 | 5.013 | #N/A | #VALUE! | 173.6243 | #VALUE! | #N/A | #VALUE! | #N/A
5.0404 | 1000 | 1000 | 999 | Default | #VALUE! | 1.5 | 12 | #N/A | #VALUE! | #N/A | 5.3243 | #N/A | #N/A | #N/A | #VALUE! |  | 15 | 25 | 15 | 184 | 5.0404 | #N/A | #VALUE! | 174.5731 | #VALUE! | #N/A | #VALUE! | #N/A
5.0678 | 1000 | 1000 | 999 | Default | #VALUE! | 1.5 | 12 | #N/A | #VALUE! | #N/A | 5.3243 | #N/A | #N/A | #N/A | #VALUE! |  | 15 | 25 | 15 | 185 | 5.0678 | #N/A | #VALUE! | 175.5218 | #VALUE! | #N/A | #VALUE! | #N/A
5.0952 | 1000 | 1000 | 999 | Default | #VALUE! | 1.5 | 12 | #N/A | #VALUE! | #N/A | 5.3243 | #N/A | #N/A | #N/A | #VALUE! |  | 15 | 25 | 15 | 186 | 5.0952 | #N/A | #VALUE! | 176.4706 | #VALUE! | #N/A | #VALUE! | #N/A
5.1226 | 1000 | 1000 | 999 | Default | #VALUE! | 1.5 | 12 | #N/A | #VALUE! | #N/A | 5.3243 | #N/A | #N/A | #N/A | #VALUE! |  | 15 | 25 | 15 | 187 | 5.1226 | #N/A | #VALUE! | 177.4194 | #VALUE! | #N/A | #VALUE! | #N/A
5.15 | 1000 | 1000 | 999 | Default | #VALUE! | 1.5 | 12 | #N/A | #VALUE! | #N/A | 5.3243 | #N/A | #N/A | #N/A | #VALUE! |  | 15 | 25 | 15 | 188 | 5.15 | #N/A | #VALUE! | 178.3681 | #VALUE! | #N/A | #VALUE! | #N/A
5.1774 | 1000 | 1000 | 999 | Default | #VALUE! | 1.5 | 12 | #N/A | #VALUE! | #N/A | 5.3243 | #N/A | #N/A | #N/A | #VALUE! |  | 15 | 25 | 15 | 189 | 5.1774 | #N/A | #VALUE! | 179.3169 | #VALUE! | #N/A | #VALUE! | #N/A
5.2048 | 1000 | 1000 | 999 | Default | #VALUE! | 1.5 | 12 | #N/A | #VALUE! | #N/A | 5.3243 | #N/A | #N/A | #N/A | #VALUE! |  | 15 | 25 | 15 | 190 | 5.2048 | #N/A | #VALUE! | 180.2657 | #VALUE! | #N/A | #VALUE! | #N/A
5.2322 | 1000 | 1000 | 999 | Default | #VALUE! | 1.5 | 12 | #N/A | #VALUE! | #N/A | 5.3243 | #N/A | #N/A | #N/A | #VALUE! |  | 15 | 25 | 15 | 191 | 5.2322 | #N/A | #VALUE! | 181.2144 | #VALUE! | #N/A | #VALUE! | #N/A
5.2596 | 1000 | 1000 | 999 | Default | #VALUE! | 1.5 | 12 | #N/A | #VALUE! | #N/A | 5.3243 | #N/A | #N/A | #N/A | #VALUE! |  | 15 | 25 | 15 | 192 | 5.2596 | #N/A | #VALUE! | 182.1632 | #VALUE! | #N/A | #VALUE! | #N/A
5.2869 | 1000 | 1000 | 999 | Default | #VALUE! | 1.5 | 12 | #N/A | #VALUE! | #N/A | 5.3243 | #N/A | #N/A | #N/A | #VALUE! |  | 15 | 25 | 15 | 193 | 5.2869 | #N/A | #VALUE! | 183.112 | #VALUE! | #N/A | #VALUE! | #N/A
5.3143 | 1000 | 1000 | 999 | Default | #VALUE! | 1.5 | 12 | #N/A | #VALUE! | #N/A | 5.3243 | #N/A | #N/A | #N/A | #VALUE! |  | 15 | 25 | 15 | 194 | 5.3143 | #N/A | #VALUE! | 184.0607 | #VALUE! | #N/A | #VALUE! | #N/A
5.3417 | 1000 | 1000 | 999 | Default | #VALUE! | 1.5 | 12 | #N/A | #VALUE! | #N/A | 5.3243 | #N/A | #N/A | #N/A | #VALUE! |  | 15 | 25 | 15 | 195 | 5.3417 | #N/A | #VALUE! | 185.0095 | #VALUE! | #N/A | #VALUE! | #N/A
5.3691 | 1000 | 1000 | 999 | Default | #VALUE! | 1.5 | 12 | #N/A | #VALUE! | #N/A | 5.3243 | #N/A | #N/A | #N/A | #VALUE! |  | 15 | 25 | 15 | 196 | 5.3691 | #N/A | #VALUE! | 185.9583 | #VALUE! | #N/A | #VALUE! | #N/A
5.3965 | 1000 | 1000 | 999 | Default | #VALUE! | 1.5 | 12 | #N/A | #VALUE! | #N/A | 5.3243 | #N/A | #N/A | #N/A | #VALUE! |  | 15 | 25 | 15 | 197 | 5.3965 | #N/A | #VALUE! | 186.907 | #VALUE! | #N/A | #VALUE! | #N/A
5.4239 | 1000 | 1000 | 999 | Default | #VALUE! | 1.5 | 12 | #N/A | #VALUE! | #N/A | 5.3243 | #N/A | #N/A | #N/A | #VALUE! |  | 15 | 25 | 15 | 198 | 5.4239 | #N/A | #VALUE! | 187.8558 | #VALUE! | #N/A | #VALUE! | #N/A
5.4513 | 1000 | 1000 | 999 | Default | #VALUE! | 1.5 | 12 | #N/A | #VALUE! | #N/A | 5.3243 | #N/A | #N/A | #N/A | #VALUE! |  | 15 | 25 | 15 | 199 | 5.4513 | #N/A | #VALUE! | 188.8046 | #VALUE! | #N/A | #VALUE! | #N/A
5.4787 | 1000 | 1000 | 999 | Default | #VALUE! | 1.5 | 12 | #N/A | #VALUE! | #N/A | 5.3243 | #N/A | #N/A | #N/A | #VALUE! |  | 15 | 25 | 15 | 200 | 5.4787 | #N/A | #VALUE! | 189.7533 | #VALUE! | #N/A | #VALUE! | #N/A
5.5061 | 1000 | 1000 | 999 | Default | #VALUE! | 1.5 | 12 | #N/A | #VALUE! | #N/A | 5.3243 | #N/A | #N/A | #N/A | #VALUE! |  | 15 | 25 | 15 | 201 | 5.5061 | #N/A | #VALUE! | 190.7021 | #VALUE! | #N/A | #VALUE! | #N/A
5.5335 | 1000 | 1000 | 999 | Default | #VALUE! | 1.5 | 12 | #N/A | #VALUE! | #N/A | 5.3243 | #N/A | #N/A | #N/A | #VALUE! |  | 15 | 25 | 15 | 202 | 5.5335 | #N/A | #VALUE! | 191.6509 | #VALUE! | #N/A | #VALUE! | #N/A
5.5609 | 1000 | 1000 | 999 | Default | #VALUE! | 1.5 | 12 | #N/A | #VALUE! | #N/A | 5.3243 | #N/A | #N/A | #N/A | #VALUE! |  | 15 | 25 | 15 | 203 | 5.5609 | #N/A | #VALUE! | 192.5996 | #VALUE! | #N/A | #VALUE! | #N/A
5.5883 | 1000 | 1000 | 999 | Default | #VALUE! | 1.5 | 12 | #N/A | #VALUE! | #N/A | 5.3243 | #N/A | #N/A | #N/A | #VALUE! |  | 15 | 25 | 15 | 204 | 5.5883 | #N/A | #VALUE! | 193.5484 | #VALUE! | #N/A | #VALUE! | #N/A
5.6157 | 1000 | 1000 | 999 | Default | #VALUE! | 1.5 | 12 | #N/A | #VALUE! | #N/A | 5.3243 | #N/A | #N/A | #N/A | #VALUE! |  | 15 | 25 | 15 | 205 | 5.6157 | #N/A | #VALUE! | 194.4972 | #VALUE! | #N/A | #VALUE! | #N/A
5.6431 | 1000 | 1000 | 999 | Default | #VALUE! | 1.5 | 12 | #N/A | #VALUE! | #N/A | 5.3243 | #N/A | #N/A | #N/A | #VALUE! |  | 15 | 25 | 15 | 206 | 5.6431 | #N/A | #VALUE! | 195.4459 | #VALUE! | #N/A | #VALUE! | #N/A
5.6705 | 1000 | 1000 | 999 | Default | #VALUE! | 1.5 | 12 | #N/A | #VALUE! | #N/A | 5.3243 | #N/A | #N/A | #N/A | #VALUE! |  | 15 | 25 | 15 | 207 | 5.6705 | #N/A | #VALUE! | 196.3947 | #VALUE! | #N/A | #VALUE! | #N/A
5.6978 | 1000 | 1000 | 999 | Default | #VALUE! | 1.5 | 12 | #N/A | #VALUE! | #N/A | 5.3243 | #N/A | #N/A | #N/A | #VALUE! |  | 15 | 25 | 15 | 208 | 5.6978 | #N/A | #VALUE! | 197.3435 | #VALUE! | #N/A | #VALUE! | #N/A
5.7252 | 1000 | 1000 | 999 | Default | #VALUE! | 1.5 | 12 | #N/A | #VALUE! | #N/A | 5.3243 | #N/A | #N/A | #N/A | #VALUE! |  | 15 | 25 | 15 | 209 | 5.7252 | #N/A | #VALUE! | 198.2922 | #VALUE! | #N/A | #VALUE! | #N/A
5.7526 | 1000 | 1000 | 999 | Default | #VALUE! | 1.5 | 12 | #N/A | #VALUE! | #N/A | 5.3243 | #N/A | #N/A | #N/A | #VALUE! |  | 15 | 25 | 15 | 210 | 5.7526 | #N/A | #VALUE! | 199.241 | #VALUE! | #N/A | #VALUE! | #N/A
5.78 | 1000 | 1000 | 999 | Default | #VALUE! | 1.5 | 12 | #N/A | #VALUE! | #N/A | 5.3243 | #N/A | #N/A | #N/A | #VALUE! |  | 15 | 25 | 15 | 211 | 5.78 | #N/A | #VALUE! | 200.1898 | #VALUE! | #N/A | #VALUE! | #N/A
5.8074 | 1000 | 1000 | 999 | Default | #VALUE! | 1.5 | 12 | #N/A | #VALUE! | #N/A | 5.3243 | #N/A | #N/A | #N/A | #VALUE! |  | 15 | 25 | 15 | 212 | 5.8074 | #N/A | #VALUE! | 201.1385 | #VALUE! | #N/A | #VALUE! | #N/A
5.8348 | 1000 | 1000 | 999 | Default | #VALUE! | 1.5 | 12 | #N/A | #VALUE! | #N/A | 5.3243 | #N/A | #N/A | #N/A | #VALUE! |  | 15 | 25 | 15 | 213 | 5.8348 | #N/A | #VALUE! | 202.0873 | #VALUE! | #N/A | #VALUE! | #N/A
5.8622 | 1000 | 1000 | 999 | Default | #VALUE! | 1.5 | 12 | #N/A | #VALUE! | #N/A | 5.3243 | #N/A | #N/A | #N/A | #VALUE! |  | 15 | 25 | 15 | 214 | 5.8622 | #N/A | #VALUE! | 203.0361 | #VALUE! | #N/A | #VALUE! | #N/A
5.8896 | 1000 | 1000 | 999 | Default | #VALUE! | 1.5 | 12 | #N/A | #VALUE! | #N/A | 5.3243 | #N/A | #N/A | #N/A | #VALUE! |  | 15 | 25 | 15 | 215 | 5.8896 | #N/A | #VALUE! | 203.9848 | #VALUE! | #N/A | #VALUE! | #N/A
5.917 | 1000 | 1000 | 999 | Default | #VALUE! | 1.5 | 12 | #N/A | #VALUE! | #N/A | 5.3243 | #N/A | #N/A | #N/A | #VALUE! |  | 15 | 25 | 15 | 216 | 5.917 | #N/A | #VALUE! | 204.9336 | #VALUE! | #N/A | #VALUE! | #N/A
5.9444 | 1000 | 1000 | 999 | Default | #VALUE! | 1.5 | 12 | #N/A | #VALUE! | #N/A | 5.3243 | #N/A | #N/A | #N/A | #VALUE! |  | 15 | 25 | 15 | 217 | 5.9444 | #N/A | #VALUE! | 205.8824 | #VALUE! | #N/A | #VALUE! | #N/A
5.9718 | 1000 | 1000 | 999 | Default | #VALUE! | 1.5 | 12 | #N/A | #VALUE! | #N/A | 5.3243 | #N/A | #N/A | #N/A | #VALUE! |  | 15 | 25 | 15 | 218 | 5.9718 | #N/A | #VALUE! | 206.8311 | #VALUE! | #N/A | #VALUE! | #N/A
5.9992 | 1000 | 1000 | 999 | Default | #VALUE! | 1.5 | 12 | #N/A | #VALUE! | #N/A | 5.3243 | #N/A | #N/A | #N/A | #VALUE! |  | 15 | 25 | 15 | 219 | 5.9992 | #N/A | #VALUE! | 207.7799 | #VALUE! | #N/A | #VALUE! | #N/A
6.0266 | 1000 | 1000 | 999 | Default | #VALUE! | 1.5 | 12 | #N/A | #VALUE! | #N/A | 5.4574 | #N/A | #N/A | #N/A | #VALUE! |  | 15 | 25 | 15 | 220 | 6.0266 | #N/A | #VALUE! | 208.7287 | #VALUE! | #N/A | #VALUE! | #N/A
6.054 | 1000 | 1000 | 999 | Default | #VALUE! | 1.5 | 12 | #N/A | #VALUE! | #N/A | 5.4574 | #N/A | #N/A | #N/A | #VALUE! |  | 15 | 25 | 15 | 221 | 6.054 | #N/A | #VALUE! | 209.6774 | #VALUE! | #N/A | #VALUE! | #N/A
6.0814 | 1000 | 1000 | 999 | Default | #VALUE! | 1.5 | 12 | #N/A | #VALUE! | #N/A | 5.4574 | #N/A | #N/A | #N/A | #VALUE! |  | 15 | 25 | 15 | 222 | 6.0814 | #N/A | #VALUE! | 210.6262 | #VALUE! | #N/A | #VALUE! | #N/A
6.1088 | 1000 | 1000 | 999 | Default | #VALUE! | 1.5 | 12 | #N/A | #VALUE! | #N/A | 5.4574 | #N/A | #N/A | #N/A | #VALUE! |  | 15 | 25 | 15 | 223 | 6.1088 | #N/A | #VALUE! | 211.575 | #VALUE! | #N/A | #VALUE! | #N/A
6.1361 | 1000 | 1000 | 999 | Default | #VALUE! | 1.5 | 12 | #N/A | #VALUE! | #N/A | 5.4574 | #N/A | #N/A | #N/A | #VALUE! |  | 15 | 25 | 15 | 224 | 6.1361 | #N/A | #VALUE! | 212.5237 | #VALUE! | #N/A | #VALUE! | #N/A
6.1635 | 1000 | 1000 | 999 | Default | #VALUE! | 1.5 | 12 | #N/A | #VALUE! | #N/A | 5.4574 | #N/A | #N/A | #N/A | #VALUE! |  | 15 | 25 | 15 | 225 | 6.1635 | #N/A | #VALUE! | 213.4725 | #VALUE! | #N/A | #VALUE! | #N/A
6.1909 | 1000 | 1000 | 999 | Default | #VALUE! | 1.5 | 12 | #N/A | #VALUE! | #N/A | 5.4574 | #N/A | #N/A | #N/A | #VALUE! |  | 15 | 25 | 15 | 226 | 6.1909 | #N/A | #VALUE! | 214.4213 | #VALUE! | #N/A | #VALUE! | #N/A
6.2183 | 1000 | 1000 | 999 | Default | #VALUE! | 1.5 | 12 | #N/A | #VALUE! | #N/A | 5.4574 | #N/A | #N/A | #N/A | #VALUE! |  | 15 | 25 | 15 | 227 | 6.2183 | #N/A | #VALUE! | 215.37 | #VALUE! | #N/A | #VALUE! | #N/A
6.2457 | 1000 | 1000 | 999 | Default | #VALUE! | 1.5 | 12 | #N/A | #VALUE! | #N/A | 5.4574 | #N/A | #N/A | #N/A | #VALUE! |  | 15 | 25 | 15 | 228 | 6.2457 | #N/A | #VALUE! | 216.3188 | #VALUE! | #N/A | #VALUE! | #N/A
6.2731 | 1000 | 1000 | 999 | Default | #VALUE! | 1.5 | 12 | #N/A | #VALUE! | #N/A | 5.4574 | #N/A | #N/A | #N/A | #VALUE! |  | 15 | 25 | 15 | 229 | 6.2731 | #N/A | #VALUE! | 217.2676 | #VALUE! | #N/A | #VALUE! | #N/A
6.3005 | 1000 | 1000 | 999 | Default | #VALUE! | 1.5 | 12 | #N/A | #VALUE! | #N/A | 5.4574 | #N/A | #N/A | #N/A | #VALUE! |  | 15 | 25 | 15 | 230 | 6.3005 | #N/A | #VALUE! | 218.2163 | #VALUE! | #N/A | #VALUE! | #N/A
6.3279 | 1000 | 1000 | 999 | Default | #VALUE! | 1.5 | 12 | #N/A | #VALUE! | #N/A | 5.4574 | #N/A | #N/A | #N/A | #VALUE! |  | 15 | 25 | 15 | 231 | 6.3279 | #N/A | #VALUE! | 219.1651 | #VALUE! | #N/A | #VALUE! | #N/A
6.3553 | 1000 | 1000 | 999 | Default | #VALUE! | 1.5 | 12 | #N/A | #VALUE! | #N/A | 5.4574 | #N/A | #N/A | #N/A | #VALUE! |  | 15 | 25 | 15 | 232 | 6.3553 | #N/A | #VALUE! | 220.1139 | #VALUE! | #N/A | #VALUE! | #N/A
6.3827 | 1000 | 1000 | 999 | Default | #VALUE! | 1.5 | 12 | #N/A | #VALUE! | #N/A | 5.4574 | #N/A | #N/A | #N/A | #VALUE! |  | 15 | 25 | 15 | 233 | 6.3827 | #N/A | #VALUE! | 221.0626 | #VALUE! | #N/A | #VALUE! | #N/A
6.4101 | 1000 | 1000 | 999 | Default | #VALUE! | 1.5 | 12 | #N/A | #VALUE! | #N/A | 5.4574 | #N/A | #N/A | #N/A | #VALUE! |  | 15 | 25 | 15 | 234 | 6.4101 | #N/A | #VALUE! | 222.0114 | #VALUE! | #N/A | #VALUE! | #N/A
6.4375 | 1000 | 1000 | 999 | Default | #VALUE! | 1.5 | 12 | #N/A | #VALUE! | #N/A | 5.4574 | #N/A | #N/A | #N/A | #VALUE! |  | 15 | 25 | 15 | 235 | 6.4375 | #N/A | #VALUE! | 222.9602 | #VALUE! | #N/A | #VALUE! | #N/A
6.4649 | 1000 | 1000 | 999 | Default | #VALUE! | 1.5 | 12 | #N/A | #VALUE! | #N/A | 5.4574 | #N/A | #N/A | #N/A | #VALUE! |  | 15 | 25 | 15 | 236 | 6.4649 | #N/A | #VALUE! | 223.9089 | #VALUE! | #N/A | #VALUE! | #N/A
6.4923 | 1000 | 1000 | 999 | Default | #VALUE! | 1.5 | 12 | #N/A | #VALUE! | #N/A | 5.4574 | #N/A | #N/A | #N/A | #VALUE! |  | 15 | 25 | 15 | 237 | 6.4923 | #N/A | #VALUE! | 224.8577 | #VALUE! | #N/A | #VALUE! | #N/A
6.5197 | 1000 | 1000 | 999 | Default | #VALUE! | 1.5 | 12 | #N/A | #VALUE! | #N/A | 5.4574 | #N/A | #N/A | #N/A | #VALUE! |  | 15 | 25 | 15 | 238 | 6.5197 | #N/A | #VALUE! | 225.8065 | #VALUE! | #N/A | #VALUE! | #N/A
6.547 | 1000 | 1000 | 999 | Default | #VALUE! | 1.5 | 12 | #N/A | #VALUE! | #N/A | 5.4574 | #N/A | #N/A | #N/A | #VALUE! |  | 15 | 25 | 15 | 239 | 6.547 | #N/A | #VALUE! | 226.7552 | #VALUE! | #N/A | #VALUE! | #N/A
6.5744 | 1000 | 1000 | 999 | Default | #VALUE! | 1.5 | 12 | #N/A | #VALUE! | #N/A | 5.4574 | #N/A | #N/A | #N/A | #VALUE! |  | 15 | 25 | 15 | 240 | 6.5744 | #N/A | #VALUE! | 227.704 | #VALUE! | #N/A | #VALUE! | #N/A
6.6018 | 1000 | 1000 | 999 | Default | #VALUE! | 1.5 | 12 | #N/A | #VALUE! | #N/A | 5.4574 | #N/A | #N/A | #N/A | #VALUE! |  | 15 | 25 | 15 | 241 | 6.6018 | #N/A | #VALUE! | 228.6528 | #VALUE! | #N/A | #VALUE! | #N/A
6.6292 | 1000 | 1000 | 999 | Default | #VALUE! | 1.5 | 12 | #N/A | #VALUE! | #N/A | 5.4574 | #N/A | #N/A | #N/A | #VALUE! |  | 15 | 25 | 15 | 242 | 6.6292 | #N/A | #VALUE! | 229.6015 | #VALUE! | #N/A | #VALUE! | #N/A
6.6566 | 1000 | 1000 | 999 | Default | #VALUE! | 1.5 | 12 | #N/A | #VALUE! | #N/A | 5.4574 | #N/A | #N/A | #N/A | #VALUE! |  | 15 | 25 | 15 | 243 | 6.6566 | #N/A | #VALUE! | 230.5503 | #VALUE! | #N/A | #VALUE! | #N/A
6.684 | 1000 | 1000 | 999 | Default | #VALUE! | 1.5 | 12 | #N/A | #VALUE! | #N/A | 5.4574 | #N/A | #N/A | #N/A | #VALUE! |  | 15 | 25 | 15 | 244 | 6.684 | #N/A | #VALUE! | 231.4991 | #VALUE! | #N/A | #VALUE! | #N/A
6.7114 | 1000 | 1000 | 999 | Default | #VALUE! | 1.5 | 12 | #N/A | #VALUE! | #N/A | 5.4574 | #N/A | #N/A | #N/A | #VALUE! |  | 15 | 25 | 15 | 245 | 6.7114 | #N/A | #VALUE! | 232.4478 | #VALUE! | #N/A | #VALUE! | #N/A
6.7388 | 1000 | 1000 | 999 | Default | #VALUE! | 1.5 | 12 | #N/A | #VALUE! | #N/A | 5.4574 | #N/A | #N/A | #N/A | #VALUE! |  | 15 | 25 | 15 | 246 | 6.7388 | #N/A | #VALUE! | 233.3966 | #VALUE! | #N/A | #VALUE! | #N/A
6.7662 | 1000 | 1000 | 999 | Default | #VALUE! | 1.5 | 12 | #N/A | #VALUE! | #N/A | 5.4574 | #N/A | #N/A | #N/A | #VALUE! |  | 15 | 25 | 15 | 247 | 6.7662 | #N/A | #VALUE! | 234.3454 | #VALUE! | #N/A | #VALUE! | #N/A
6.7936 | 1000 | 1000 | 999 | Default | #VALUE! | 1.5 | 12 | #N/A | #VALUE! | #N/A | 5.4574 | #N/A | #N/A | #N/A | #VALUE! |  | 15 | 25 | 15 | 248 | 6.7936 | #N/A | #VALUE! | 235.2941 | #VALUE! | #N/A | #VALUE! | #N/A
6.821 | 1000 | 1000 | 999 | Default | #VALUE! | 1.5 | 12 | #N/A | #VALUE! | #N/A | 5.4574 | #N/A | #N/A | #N/A | #VALUE! |  | 15 | 25 | 15 | 249 | 6.821 | #N/A | #VALUE! | 236.2429 | #VALUE! | #N/A | #VALUE! | #N/A
6.8484 | 1000 | 1000 | 999 | Default | #VALUE! | 1.5 | 12 | #N/A | #VALUE! | #N/A | 5.4574 | #N/A | #N/A | #N/A | #VALUE! |  | 15 | 25 | 15 | 250 | 6.8484 | #N/A | #VALUE! | 237.1917 | #VALUE! | #N/A | #VALUE! | #N/A
6.8758 | 1000 | 1000 | 999 | Default | #VALUE! | 1.5 | 12 | #N/A | #VALUE! | #N/A | 5.4574 | #N/A | #N/A | #N/A | #VALUE! |  | 15 | 25 | 15 | 251 | 6.8758 | #N/A | #VALUE! | 238.1404 | #VALUE! | #N/A | #VALUE! | #N/A
6.9032 | 1000 | 1000 | 999 | Default | #VALUE! | 1.5 | 12 | #N/A | #VALUE! | #N/A | 5.4574 | #N/A | #N/A | #N/A | #VALUE! |  | 15 | 25 | 15 | 252 | 6.9032 | #N/A | #VALUE! | 239.0892 | #VALUE! | #N/A | #VALUE! | #N/A
6.9306 | 1000 | 1000 | 999 | Default | #VALUE! | 1.5 | 12 | #N/A | #VALUE! | #N/A | 5.4574 | #N/A | #N/A | #N/A | #VALUE! |  | 15 | 25 | 15 | 253 | 6.9306 | #N/A | #VALUE! | 240.038 | #VALUE! | #N/A | #VALUE! | #N/A
6.958 | 1000 | 1000 | 999 | Default | #VALUE! | 1.5 | 12 | #N/A | #VALUE! | #N/A | 5.4574 | #N/A | #N/A | #N/A | #VALUE! |  | 15 | 25 | 15 | 254 | 6.958 | #N/A | #VALUE! | 240.9867 | #VALUE! | #N/A | #VALUE! | #N/A
6.9853 | 1000 | 1000 | 999 | Default | #VALUE! | 1.5 | 12 | #N/A | #VALUE! | #N/A | 5.4574 | #N/A | #N/A | #N/A | #VALUE! |  | 15 | 25 | 15 | 255 | 6.9853 | #N/A | #VALUE! | 241.9355 | #VALUE! | #N/A | #VALUE! | #N/A
7.0127 | 1000 | 1000 | 999 | Default | #VALUE! | 1.5 | 12 | #N/A | #VALUE! | #N/A | 5.5938 | #N/A | #N/A | #N/A | #VALUE! |  | 15 | 25 | 15 | 256 | 7.0127 | #N/A | #VALUE! | 242.8843 | #VALUE! | #N/A | #VALUE! | #N/A
7.0401 | 1000 | 1000 | 999 | Default | #VALUE! | 1.5 | 12 | #N/A | #VALUE! | #N/A | 5.5938 | #N/A | #N/A | #N/A | #VALUE! |  | 15 | 25 | 15 | 257 | 7.0401 | #N/A | #VALUE! | 243.833 | #VALUE! | #N/A | #VALUE! | #N/A
7.0675 | 1000 | 1000 | 999 | Default | #VALUE! | 1.5 | 12 | #N/A | #VALUE! | #N/A | 5.5938 | #N/A | #N/A | #N/A | #VALUE! |  | 15 | 25 | 15 | 258 | 7.0675 | #N/A | #VALUE! | 244.7818 | #VALUE! | #N/A | #VALUE! | #N/A
7.0949 | 1000 | 1000 | 999 | Default | #VALUE! | 1.5 | 12 | #N/A | #VALUE! | #N/A | 5.5938 | #N/A | #N/A | #N/A | #VALUE! |  | 15 | 25 | 15 | 259 | 7.0949 | #N/A | #VALUE! | 245.7306 | #VALUE! | #N/A | #VALUE! | #N/A
7.1223 | 1000 | 1000 | 999 | Default | #VALUE! | 1.5 | 12 | #N/A | #VALUE! | #N/A | 5.5938 | #N/A | #N/A | #N/A | #VALUE! |  | 15 | 25 | 15 | 260 | 7.1223 | #N/A | #VALUE! | 246.6793 | #VALUE! | #N/A | #VALUE! | #N/A
7.1497 | 1000 | 1000 | 999 | Default | #VALUE! | 1.5 | 12 | #N/A | #VALUE! | #N/A | 5.5938 | #N/A | #N/A | #N/A | #VALUE! |  | 15 | 25 | 15 | 261 | 7.1497 | #N/A | #VALUE! | 247.6281 | #VALUE! | #N/A | #VALUE! | #N/A
7.1771 | 1000 | 1000 | 999 | Default | #VALUE! | 1.5 | 12 | #N/A | #VALUE! | #N/A | 5.5938 | #N/A | #N/A | #N/A | #VALUE! |  | 15 | 25 | 15 | 262 | 7.1771 | #N/A | #VALUE! | 248.5769 | #VALUE! | #N/A | #VALUE! | #N/A
7.2045 | 1000 | 1000 | 999 | Default | #VALUE! | 1.5 | 12 | #N/A | #VALUE! | #N/A | 5.5938 | #N/A | #N/A | #N/A | #VALUE! |  | 15 | 25 | 15 | 263 | 7.2045 | #N/A | #VALUE! | 249.5256 | #VALUE! | #N/A | #VALUE! | #N/A
7.2319 | 1000 | 1000 | 999 | Default | #VALUE! | 1.5 | 12 | #N/A | #VALUE! | #N/A | 5.5938 | #N/A | #N/A | #N/A | #VALUE! |  | 15 | 25 | 15 | 264 | 7.2319 | #N/A | #VALUE! | 250.4744 | #VALUE! | #N/A | #VALUE! | #N/A
7.2593 | 1000 | 1000 | 999 | Default | #VALUE! | 1.5 | 12 | #N/A | #VALUE! | #N/A | 5.5938 | #N/A | #N/A | #N/A | #VALUE! |  | 15 | 25 | 15 | 265 | 7.2593 | #N/A | #VALUE! | 251.4231 | #VALUE! | #N/A | #VALUE! | #N/A
7.2867 | 1000 | 1000 | 999 | Default | #VALUE! | 1.5 | 12 | #N/A | #VALUE! | #N/A | 5.5938 | #N/A | #N/A | #N/A | #VALUE! |  | 15 | 25 | 15 | 266 | 7.2867 | #N/A | #VALUE! | 252.3719 | #VALUE! | #N/A | #VALUE! | #N/A
7.3141 | 1000 | 1000 | 999 | Default | #VALUE! | 1.5 | 12 | #N/A | #VALUE! | #N/A | 5.5938 | #N/A | #N/A | #N/A | #VALUE! |  | 15 | 25 | 15 | 267 | 7.3141 | #N/A | #VALUE! | 253.3207 | #VALUE! | #N/A | #VALUE! | #N/A
7.3415 | 1000 | 1000 | 999 | Default | #VALUE! | 1.5 | 12 | #N/A | #VALUE! | #N/A | 5.5938 | #N/A | #N/A | #N/A | #VALUE! |  | 15 | 25 | 15 | 268 | 7.3415 | #N/A | #VALUE! | 254.2694 | #VALUE! | #N/A | #VALUE! | #N/A
7.3689 | 1000 | 1000 | 999 | Default | #VALUE! | 1.5 | 12 | #N/A | #VALUE! | #N/A | 5.5938 | #N/A | #N/A | #N/A | #VALUE! |  | 15 | 25 | 15 | 269 | 7.3689 | #N/A | #VALUE! | 255.2182 | #VALUE! | #N/A | #VALUE! | #N/A
7.3962 | 1000 | 1000 | 999 | Default | #VALUE! | 1.5 | 12 | #N/A | #VALUE! | #N/A | 5.5938 | #N/A | #N/A | #N/A | #VALUE! |  | 15 | 25 | 15 | 270 | 7.3962 | #N/A | #VALUE! | 256.167 | #VALUE! | #N/A | #VALUE! | #N/A
7.4236 | 1000 | 1000 | 999 | Default | #VALUE! | 1.5 | 12 | #N/A | #VALUE! | #N/A | 5.5938 | #N/A | #N/A | #N/A | #VALUE! |  | 15 | 25 | 15 | 271 | 7.4236 | #N/A | #VALUE! | 257.1157 | #VALUE! | #N/A | #VALUE! | #N/A
7.451 | 1000 | 1000 | 999 | Default | #VALUE! | 1.5 | 12 | #N/A | #VALUE! | #N/A | 5.5938 | #N/A | #N/A | #N/A | #VALUE! |  | 15 | 25 | 15 | 272 | 7.451 | #N/A | #VALUE! | 258.0645 | #VALUE! | #N/A | #VALUE! | #N/A
7.4784 | 1000 | 1000 | 999 | Default | #VALUE! | 1.5 | 12 | #N/A | #VALUE! | #N/A | 5.5938 | #N/A | #N/A | #N/A | #VALUE! |  | 15 | 25 | 15 | 273 | 7.4784 | #N/A | #VALUE! | 259.0133 | #VALUE! | #N/A | #VALUE! | #N/A
7.5058 | 1000 | 1000 | 999 | Default | #VALUE! | 1.5 | 12 | #N/A | #VALUE! | #N/A | 5.5938 | #N/A | #N/A | #N/A | #VALUE! |  | 15 | 25 | 15 | 274 | 7.5058 | #N/A | #VALUE! | 259.962 | #VALUE! | #N/A | #VALUE! | #N/A
7.5332 | 1000 | 1000 | 999 | Default | #VALUE! | 1.5 | 12 | #N/A | #VALUE! | #N/A | 5.5938 | #N/A | #N/A | #N/A | #VALUE! |  | 15 | 25 | 15 | 275 | 7.5332 | #N/A | #VALUE! | 260.9108 | #VALUE! | #N/A | #VALUE! | #N/A
7.5606 | 1000 | 1000 | 999 | Default | #VALUE! | 1.5 | 12 | #N/A | #VALUE! | #N/A | 5.5938 | #N/A | #N/A | #N/A | #VALUE! |  | 15 | 25 | 15 | 276 | 7.5606 | #N/A | #VALUE! | 261.8596 | #VALUE! | #N/A | #VALUE! | #N/A
7.588 | 1000 | 1000 | 999 | Default | #VALUE! | 1.5 | 12 | #N/A | #VALUE! | #N/A | 5.5938 | #N/A | #N/A | #N/A | #VALUE! |  | 15 | 25 | 15 | 277 | 7.588 | #N/A | #VALUE! | 262.8083 | #VALUE! | #N/A | #VALUE! | #N/A
7.6154 | 1000 | 1000 | 999 | Default | #VALUE! | 1.5 | 12 | #N/A | #VALUE! | #N/A | 5.5938 | #N/A | #N/A | #N/A | #VALUE! |  | 15 | 25 | 15 | 278 | 7.6154 | #N/A | #VALUE! | 263.7571 | #VALUE! | #N/A | #VALUE! | #N/A
7.6428 | 1000 | 1000 | 999 | Default | #VALUE! | 1.5 | 12 | #N/A | #VALUE! | #N/A | 5.5938 | #N/A | #N/A | #N/A | #VALUE! |  | 15 | 25 | 15 | 279 | 7.6428 | #N/A | #VALUE! | 264.7059 | #VALUE! | #N/A | #VALUE! | #N/A
7.6702 | 1000 | 1000 | 999 | Default | #VALUE! | 1.5 | 12 | #N/A | #VALUE! | #N/A | 5.5938 | #N/A | #N/A | #N/A | #VALUE! |  | 15 | 25 | 15 | 280 | 7.6702 | #N/A | #VALUE! | 265.6546 | #VALUE! | #N/A | #VALUE! | #N/A
7.6976 | 1000 | 1000 | 999 | Default | #VALUE! | 1.5 | 12 | #N/A | #VALUE! | #N/A | 5.5938 | #N/A | #N/A | #N/A | #VALUE! |  | 15 | 25 | 15 | 281 | 7.6976 | #N/A | #VALUE! | 266.6034 | #VALUE! | #N/A | #VALUE! | #N/A
7.725 | 1000 | 1000 | 999 | Default | #VALUE! | 1.5 | 12 | #N/A | #VALUE! | #N/A | 5.5938 | #N/A | #N/A | #N/A | #VALUE! |  | 15 | 25 | 15 | 282 | 7.725 | #N/A | #VALUE! | 267.5522 | #VALUE! | #N/A | #VALUE! | #N/A
7.7524 | 1000 | 1000 | 999 | Default | #VALUE! | 1.5 | 12 | #N/A | #VALUE! | #N/A | 5.5938 | #N/A | #N/A | #N/A | #VALUE! |  | 15 | 25 | 15 | 283 | 7.7524 | #N/A | #VALUE! | 268.5009 | #VALUE! | #N/A | #VALUE! | #N/A
7.7798 | 1000 | 1000 | 999 | Default | #VALUE! | 1.5 | 12 | #N/A | #VALUE! | #N/A | 5.5938 | #N/A | #N/A | #N/A | #VALUE! |  | 15 | 25 | 15 | 284 | 7.7798 | #N/A | #VALUE! | 269.4497 | #VALUE! | #N/A | #VALUE! | #N/A
7.8071 | 1000 | 1000 | 999 | Default | #VALUE! | 1.5 | 12 | #N/A | #VALUE! | #N/A | 5.5938 | #N/A | #N/A | #N/A | #VALUE! |  | 15 | 25 | 15 | 285 | 7.8071 | #N/A | #VALUE! | 270.3985 | #VALUE! | #N/A | #VALUE! | #N/A
7.8345 | 1000 | 1000 | 999 | Default | #VALUE! | 1.5 | 12 | #N/A | #VALUE! | #N/A | 5.5938 | #N/A | #N/A | #N/A | #VALUE! |  | 15 | 25 | 15 | 286 | 7.8345 | #N/A | #VALUE! | 271.3472 | #VALUE! | #N/A | #VALUE! | #N/A
7.8619 | 1000 | 1000 | 999 | Default | #VALUE! | 1.5 | 12 | #N/A | #VALUE! | #N/A | 5.5938 | #N/A | #N/A | #N/A | #VALUE! |  | 15 | 25 | 15 | 287 | 7.8619 | #N/A | #VALUE! | 272.296 | #VALUE! | #N/A | #VALUE! | #N/A
7.8893 | 1000 | 1000 | 999 | Default | #VALUE! | 1.5 | 12 | #N/A | #VALUE! | #N/A | 5.5938 | #N/A | #N/A | #N/A | #VALUE! |  | 15 | 25 | 15 | 288 | 7.8893 | #N/A | #VALUE! | 273.2448 | #VALUE! | #N/A | #VALUE! | #N/A
7.9167 | 1000 | 1000 | 999 | Default | #VALUE! | 1.5 | 12 | #N/A | #VALUE! | #N/A | 5.5938 | #N/A | #N/A | #N/A | #VALUE! |  | 15 | 25 | 15 | 289 | 7.9167 | #N/A | #VALUE! | 274.1935 | #VALUE! | #N/A | #VALUE! | #N/A
7.9441 | 1000 | 1000 | 999 | Default | #VALUE! | 1.5 | 12 | #N/A | #VALUE! | #N/A | 5.5938 | #N/A | #N/A | #N/A | #VALUE! |  | 15 | 25 | 15 | 290 | 7.9441 | #N/A | #VALUE! | 275.1423 | #VALUE! | #N/A | #VALUE! | #N/A
7.9715 | 1000 | 1000 | 999 | Default | #VALUE! | 1.5 | 12 | #N/A | #VALUE! | #N/A | 5.5938 | #N/A | #N/A | #N/A | #VALUE! |  | 15 | 25 | 15 | 291 | 7.9715 | #N/A | #VALUE! | 276.0911 | #VALUE! | #N/A | #VALUE! | #N/A
7.9989 | 1000 | 1000 | 999 | Default | #VALUE! | 1.5 | 12 | #N/A | #VALUE! | #N/A | 5.5938 | #N/A | #N/A | #N/A | #VALUE! |  | 15 | 25 | 15 | 292 | 7.9989 | #N/A | #VALUE! | 277.0398 | #VALUE! | #N/A | #VALUE! | #N/A
8.0263 | 1000 | 1000 | 999 | Default | #VALUE! | 1.5 | 12 | #N/A | #VALUE! | #N/A | 5.7337 | #N/A | #N/A | #N/A | #VALUE! |  | 15 | 25 | 15 | 293 | 8.0263 | #N/A | #VALUE! | 277.9886 | #VALUE! | #N/A | #VALUE! | #N/A
8.0537 | 1000 | 1000 | 999 | Default | #VALUE! | 1.5 | 12 | #N/A | #VALUE! | #N/A | 5.7337 | #N/A | #N/A | #N/A | #VALUE! |  | 15 | 25 | 15 | 294 | 8.0537 | #N/A | #VALUE! | 278.9374 | #VALUE! | #N/A | #VALUE! | #N/A
8.0811 | 1000 | 1000 | 999 | Default | #VALUE! | 1.5 | 12 | #N/A | #VALUE! | #N/A | 5.7337 | #N/A | #N/A | #N/A | #VALUE! |  | 15 | 25 | 15 | 295 | 8.0811 | #N/A | #VALUE! | 279.8861 | #VALUE! | #N/A | #VALUE! | #N/A
8.1085 | 1000 | 1000 | 999 | Default | #VALUE! | 1.5 | 12 | #N/A | #VALUE! | #N/A | 5.7337 | #N/A | #N/A | #N/A | #VALUE! |  | 15 | 25 | 15 | 296 | 8.1085 | #N/A | #VALUE! | 280.8349 | #VALUE! | #N/A | #VALUE! | #N/A
8.1359 | 1000 | 1000 | 999 | Default | #VALUE! | 1.5 | 12 | #N/A | #VALUE! | #N/A | 5.7337 | #N/A | #N/A | #N/A | #VALUE! |  | 15 | 25 | 15 | 297 | 8.1359 | #N/A | #VALUE! | 281.7837 | #VALUE! | #N/A | #VALUE! | #N/A
8.1633 | 1000 | 1000 | 999 | Default | #VALUE! | 1.5 | 12 | #N/A | #VALUE! | #N/A | 5.7337 | #N/A | #N/A | #N/A | #VALUE! |  | 15 | 25 | 15 | 298 | 8.1633 | #N/A | #VALUE! | 282.7324 | #VALUE! | #N/A | #VALUE! | #N/A
8.1907 | 1000 | 1000 | 999 | Default | #VALUE! | 1.5 | 12 | #N/A | #VALUE! | #N/A | 5.7337 | #N/A | #N/A | #N/A | #VALUE! |  | 15 | 25 | 15 | 299 | 8.1907 | #N/A | #VALUE! | 283.6812 | #VALUE! | #N/A | #VALUE! | #N/A
8.2181 | 1000 | 1000 | 999 | Default | #VALUE! | 1.5 | 12 | #N/A | #VALUE! | #N/A | 5.7337 | #N/A | #N/A | #N/A | #VALUE! |  | 15 | 25 | 15 | 300 | 8.2181 | #N/A | #VALUE! | 284.63 | #VALUE! | #N/A | #VALUE! | #N/A
8.2454 | 1000 | 1000 | 999 | Default | #VALUE! | 1.5 | 12 | #N/A | #VALUE! | #N/A | 5.7337 | #N/A | #N/A | #N/A | #VALUE! |  | 15 | 25 | 15 | 301 | 8.2454 | #N/A | #VALUE! | 285.5787 | #VALUE! | #N/A | #VALUE! | #N/A
8.2728 | 1000 | 1000 | 999 | Default | #VALUE! | 1.5 | 12 | #N/A | #VALUE! | #N/A | 5.7337 | #N/A | #N/A | #N/A | #VALUE! |  | 15 | 25 | 15 | 302 | 8.2728 | #N/A | #VALUE! | 286.5275 | #VALUE! | #N/A | #VALUE! | #N/A
8.3002 | 1000 | 1000 | 999 | Default | #VALUE! | 1.5 | 12 | #N/A | #VALUE! | #N/A | 5.7337 | #N/A | #N/A | #N/A | #VALUE! |  | 15 | 25 | 15 | 303 | 8.3002 | #N/A | #VALUE! | 287.4763 | #VALUE! | #N/A | #VALUE! | #N/A
8.3276 | 1000 | 1000 | 999 | Default | #VALUE! | 1.5 | 12 | #N/A | #VALUE! | #N/A | 5.7337 | #N/A | #N/A | #N/A | #VALUE! |  | 15 | 25 | 15 | 304 | 8.3276 | #N/A | #VALUE! | 288.425 | #VALUE! | #N/A | #VALUE! | #N/A
8.355 | 1000 | 1000 | 999 | Default | #VALUE! | 1.5 | 12 | #N/A | #VALUE! | #N/A | 5.7337 | #N/A | #N/A | #N/A | #VALUE! |  | 15 | 25 | 15 | 305 | 8.355 | #N/A | #VALUE! | 289.3738 | #VALUE! | #N/A | #VALUE! | #N/A
8.3824 | 1000 | 1000 | 999 | Default | #VALUE! | 1.5 | 12 | #N/A | #VALUE! | #N/A | 5.7337 | #N/A | #N/A | #N/A | #VALUE! |  | 15 | 25 | 15 | 306 | 8.3824 | #N/A | #VALUE! | 290.3226 | #VALUE! | #N/A | #VALUE! | #N/A
8.4098 | 1000 | 1000 | 999 | Default | #VALUE! | 1.5 | 12 | #N/A | #VALUE! | #N/A | 5.7337 | #N/A | #N/A | #N/A | #VALUE! |  | 15 | 25 | 15 | 307 | 8.4098 | #N/A | #VALUE! | 291.2713 | #VALUE! | #N/A | #VALUE! | #N/A
8.4372 | 1000 | 1000 | 999 | Default | #VALUE! | 1.5 | 12 | #N/A | #VALUE! | #N/A | 5.7337 | #N/A | #N/A | #N/A | #VALUE! |  | 15 | 25 | 15 | 308 | 8.4372 | #N/A | #VALUE! | 292.2201 | #VALUE! | #N/A | #VALUE! | #N/A
8.4646 | 1000 | 1000 | 999 | Default | #VALUE! | 1.5 | 12 | #N/A | #VALUE! | #N/A | 5.7337 | #N/A | #N/A | #N/A | #VALUE! |  | 15 | 25 | 15 | 309 | 8.4646 | #N/A | #VALUE! | 293.1689 | #VALUE! | #N/A | #VALUE! | #N/A
8.492 | 1000 | 1000 | 999 | Default | #VALUE! | 1.5 | 12 | #N/A | #VALUE! | #N/A | 5.7337 | #N/A | #N/A | #N/A | #VALUE! |  | 15 | 25 | 15 | 310 | 8.492 | #N/A | #VALUE! | 294.1176 | #VALUE! | #N/A | #VALUE! | #N/A
8.5194 | 1000 | 1000 | 999 | Default | #VALUE! | 1.5 | 12 | #N/A | #VALUE! | #N/A | 5.7337 | #N/A | #N/A | #N/A | #VALUE! |  | 15 | 25 | 15 | 311 | 8.5194 | #N/A | #VALUE! | 295.0664 | #VALUE! | #N/A | #VALUE! | #N/A
8.5468 | 1000 | 1000 | 999 | Default | #VALUE! | 1.5 | 12 | #N/A | #VALUE! | #N/A | 5.7337 | #N/A | #N/A | #N/A | #VALUE! |  | 15 | 25 | 15 | 312 | 8.5468 | #N/A | #VALUE! | 296.0152 | #VALUE! | #N/A | #VALUE! | #N/A
8.5742 | 1000 | 1000 | 999 | Default | #VALUE! | 1.5 | 12 | #N/A | #VALUE! | #N/A | 5.7337 | #N/A | #N/A | #N/A | #VALUE! |  | 15 | 25 | 15 | 313 | 8.5742 | #N/A | #VALUE! | 296.9639 | #VALUE! | #N/A | #VALUE! | #N/A
8.6016 | 1000 | 1000 | 999 | Default | #VALUE! | 1.5 | 12 | #N/A | #VALUE! | #N/A | 5.7337 | #N/A | #N/A | #N/A | #VALUE! |  | 15 | 25 | 15 | 314 | 8.6016 | #N/A | #VALUE! | 297.9127 | #VALUE! | #N/A | #VALUE! | #N/A
8.629 | 1000 | 1000 | 999 | Default | #VALUE! | 1.5 | 12 | #N/A | #VALUE! | #N/A | 5.7337 | #N/A | #N/A | #N/A | #VALUE! |  | 15 | 25 | 15 | 315 | 8.629 | #N/A | #VALUE! | 298.8615 | #VALUE! | #N/A | #VALUE! | #N/A
8.6563 | 1000 | 1000 | 999 | Default | #VALUE! | 1.5 | 12 | #N/A | #VALUE! | #N/A | 5.7337 | #N/A | #N/A | #N/A | #VALUE! |  | 15 | 25 | 15 | 316 | 8.6563 | #N/A | #VALUE! | 299.8102 | #VALUE! | #N/A | #VALUE! | #N/A
8.6837 | 1000 | 1000 | 999 | Default | #VALUE! | 1.5 | 12 | #N/A | #VALUE! | #N/A | 5.7337 | #N/A | #N/A | #N/A | #VALUE! |  | 15 | 25 | 15 | 317 | 8.6837 | #N/A | #VALUE! | 300.759 | #VALUE! | #N/A | #VALUE! | #N/A
8.7111 | 1000 | 1000 | 999 | Default | #VALUE! | 1.5 | 12 | #N/A | #VALUE! | #N/A | 5.7337 | #N/A | #N/A | #N/A | #VALUE! |  | 15 | 25 | 15 | 318 | 8.7111 | #N/A | #VALUE! | 301.7078 | #VALUE! | #N/A | #VALUE! | #N/A
8.7385 | 1000 | 1000 | 999 | Default | #VALUE! | 1.5 | 12 | #N/A | #VALUE! | #N/A | 5.7337 | #N/A | #N/A | #N/A | #VALUE! |  | 15 | 25 | 15 | 319 | 8.7385 | #N/A | #VALUE! | 302.6565 | #VALUE! | #N/A | #VALUE! | #N/A
8.7659 | 1000 | 1000 | 999 | Default | #VALUE! | 1.5 | 12 | #N/A | #VALUE! | #N/A | 5.7337 | #N/A | #N/A | #N/A | #VALUE! |  | 15 | 25 | 15 | 320 | 8.7659 | #N/A | #VALUE! | 303.6053 | #VALUE! | #N/A | #VALUE! | #N/A
8.7933 | 1000 | 1000 | 999 | Default | #VALUE! | 1.5 | 12 | #N/A | #VALUE! | #N/A | 5.7337 | #N/A | #N/A | #N/A | #VALUE! |  | 15 | 25 | 15 | 321 | 8.7933 | #N/A | #VALUE! | 304.5541 | #VALUE! | #N/A | #VALUE! | #N/A
8.8207 | 1000 | 1000 | 999 | Default | #VALUE! | 1.5 | 12 | #N/A | #VALUE! | #N/A | 5.7337 | #N/A | #N/A | #N/A | #VALUE! |  | 15 | 25 | 15 | 322 | 8.8207 | #N/A | #VALUE! | 305.5028 | #VALUE! | #N/A | #VALUE! | #N/A
8.8481 | 1000 | 1000 | 999 | Default | #VALUE! | 1.5 | 12 | #N/A | #VALUE! | #N/A | 5.7337 | #N/A | #N/A | #N/A | #VALUE! |  | 15 | 25 | 15 | 323 | 8.8481 | #N/A | #VALUE! | 306.4516 | #VALUE! | #N/A | #VALUE! | #N/A
8.8755 | 1000 | 1000 | 999 | Default | #VALUE! | 1.5 | 12 | #N/A | #VALUE! | #N/A | 5.7337 | #N/A | #N/A | #N/A | #VALUE! |  | 15 | 25 | 15 | 324 | 8.8755 | #N/A | #VALUE! | 307.4004 | #VALUE! | #N/A | #VALUE! | #N/A
8.9029 | 1000 | 1000 | 999 | Default | #VALUE! | 1.5 | 12 | #N/A | #VALUE! | #N/A | 5.7337 | #N/A | #N/A | #N/A | #VALUE! |  | 15 | 25 | 15 | 325 | 8.9029 | #N/A | #VALUE! | 308.3491 | #VALUE! | #N/A | #VALUE! | #N/A
8.9303 | 1000 | 1000 | 999 | Default | #VALUE! | 1.5 | 12 | #N/A | #VALUE! | #N/A | 5.7337 | #N/A | #N/A | #N/A | #VALUE! |  | 15 | 25 | 15 | 326 | 8.9303 | #N/A | #VALUE! | 309.2979 | #VALUE! | #N/A | #VALUE! | #N/A
8.9577 | 1000 | 1000 | 999 | Default | #VALUE! | 1.5 | 12 | #N/A | #VALUE! | #N/A | 5.7337 | #N/A | #N/A | #N/A | #VALUE! |  | 15 | 25 | 15 | 327 | 8.9577 | #N/A | #VALUE! | 310.2467 | #VALUE! | #N/A | #VALUE! | #N/A
8.9851 | 1000 | 1000 | 999 | Default | #VALUE! | 1.5 | 12 | #N/A | #VALUE! | #N/A | 5.7337 | #N/A | #N/A | #N/A | #VALUE! |  | 15 | 25 | 15 | 328 | 8.9851 | #N/A | #VALUE! | 311.1954 | #VALUE! | #N/A | #VALUE! | #N/A
9.0125 | 1000 | 1000 | 999 | Default | #VALUE! | 1.5 | 12 | #N/A | #VALUE! | #N/A | 5.877 | #N/A | #N/A | #N/A | #VALUE! |  | 15 | 25 | 15 | 329 | 9.0125 | #N/A | #VALUE! | 312.1442 | #VALUE! | #N/A | #VALUE! | #N/A
9.0399 | 1000 | 1000 | 999 | Default | #VALUE! | 1.5 | 12 | #N/A | #VALUE! | #N/A | 5.877 | #N/A | #N/A | #N/A | #VALUE! |  | 15 | 25 | 15 | 330 | 9.0399 | #N/A | #VALUE! | 313.093 | #VALUE! | #N/A | #VALUE! | #N/A
9.0673 | 1000 | 1000 | 999 | Default | #VALUE! | 1.5 | 12 | #N/A | #VALUE! | #N/A | 5.877 | #N/A | #N/A | #N/A | #VALUE! |  | 15 | 25 | 15 | 331 | 9.0673 | #N/A | #VALUE! | 314.0417 | #VALUE! | #N/A | #VALUE! | #N/A
9.0946 | 1000 | 1000 | 999 | Default | #VALUE! | 1.5 | 12 | #N/A | #VALUE! | #N/A | 5.877 | #N/A | #N/A | #N/A | #VALUE! |  | 15 | 25 | 15 | 332 | 9.0946 | #N/A | #VALUE! | 314.9905 | #VALUE! | #N/A | #VALUE! | #N/A
9.122 | 1000 | 1000 | 999 | Default | #VALUE! | 1.5 | 12 | #N/A | #VALUE! | #N/A | 5.877 | #N/A | #N/A | #N/A | #VALUE! |  | 15 | 25 | 15 | 333 | 9.122 | #N/A | #VALUE! | 315.9393 | #VALUE! | #N/A | #VALUE! | #N/A
9.1494 | 1000 | 1000 | 999 | Default | #VALUE! | 1.5 | 12 | #N/A | #VALUE! | #N/A | 5.877 | #N/A | #N/A | #N/A | #VALUE! |  | 15 | 25 | 15 | 334 | 9.1494 | #N/A | #VALUE! | 316.888 | #VALUE! | #N/A | #VALUE! | #N/A
9.1768 | 1000 | 1000 | 999 | Default | #VALUE! | 1.5 | 12 | #N/A | #VALUE! | #N/A | 5.877 | #N/A | #N/A | #N/A | #VALUE! |  | 15 | 25 | 15 | 335 | 9.1768 | #N/A | #VALUE! | 317.8368 | #VALUE! | #N/A | #VALUE! | #N/A
9.2042 | 1000 | 1000 | 999 | Default | #VALUE! | 1.5 | 12 | #N/A | #VALUE! | #N/A | 5.877 | #N/A | #N/A | #N/A | #VALUE! |  | 15 | 25 | 15 | 336 | 9.2042 | #N/A | #VALUE! | 318.7856 | #VALUE! | #N/A | #VALUE! | #N/A
9.2316 | 1000 | 1000 | 999 | Default | #VALUE! | 1.5 | 12 | #N/A | #VALUE! | #N/A | 5.877 | #N/A | #N/A | #N/A | #VALUE! |  | 15 | 25 | 15 | 337 | 9.2316 | #N/A | #VALUE! | 319.7343 | #VALUE! | #N/A | #VALUE! | #N/A
9.259 | 1000 | 1000 | 999 | Default | #VALUE! | 1.5 | 12 | #N/A | #VALUE! | #N/A | 5.877 | #N/A | #N/A | #N/A | #VALUE! |  | 15 | 25 | 15 | 338 | 9.259 | #N/A | #VALUE! | 320.6831 | #VALUE! | #N/A | #VALUE! | #N/A
9.2864 | 1000 | 1000 | 999 | Default | #VALUE! | 1.5 | 12 | #N/A | #VALUE! | #N/A | 5.877 | #N/A | #N/A | #N/A | #VALUE! |  | 15 | 25 | 15 | 339 | 9.2864 | #N/A | #VALUE! | 321.6319 | #VALUE! | #N/A | #VALUE! | #N/A
9.3138 | 1000 | 1000 | 999 | Default | #VALUE! | 1.5 | 12 | #N/A | #VALUE! | #N/A | 5.877 | #N/A | #N/A | #N/A | #VALUE! |  | 15 | 25 | 15 | 340 | 9.3138 | #N/A | #VALUE! | 322.5806 | #VALUE! | #N/A | #VALUE! | #N/A
9.3412 | 1000 | 1000 | 999 | Default | #VALUE! | 1.5 | 12 | #N/A | #VALUE! | #N/A | 5.877 | #N/A | #N/A | #N/A | #VALUE! |  | 15 | 25 | 15 | 341 | 9.3412 | #N/A | #VALUE! | 323.5294 | #VALUE! | #N/A | #VALUE! | #N/A
9.3686 | 1000 | 1000 | 999 | Default | #VALUE! | 1.5 | 12 | #N/A | #VALUE! | #N/A | 5.877 | #N/A | #N/A | #N/A | #VALUE! |  | 15 | 25 | 15 | 342 | 9.3686 | #N/A | #VALUE! | 324.4782 | #VALUE! | #N/A | #VALUE! | #N/A
9.396 | 1000 | 1000 | 999 | Default | #VALUE! | 1.5 | 12 | #N/A | #VALUE! | #N/A | 5.877 | #N/A | #N/A | #N/A | #VALUE! |  | 15 | 25 | 15 | 343 | 9.396 | #N/A | #VALUE! | 325.4269 | #VALUE! | #N/A | #VALUE! | #N/A
9.4234 | 1000 | 1000 | 999 | Default | #VALUE! | 1.5 | 12 | #N/A | #VALUE! | #N/A | 5.877 | #N/A | #N/A | #N/A | #VALUE! |  | 15 | 25 | 15 | 344 | 9.4234 | #N/A | #VALUE! | 326.3757 | #VALUE! | #N/A | #VALUE! | #N/A
9.4508 | 1000 | 1000 | 999 | Default | #VALUE! | 1.5 | 12 | #N/A | #VALUE! | #N/A | 5.877 | #N/A | #N/A | #N/A | #VALUE! |  | 15 | 25 | 15 | 345 | 9.4508 | #N/A | #VALUE! | 327.3245 | #VALUE! | #N/A | #VALUE! | #N/A
9.4782 | 1000 | 1000 | 999 | Default | #VALUE! | 1.5 | 12 | #N/A | #VALUE! | #N/A | 5.877 | #N/A | #N/A | #N/A | #VALUE! |  | 15 | 25 | 15 | 346 | 9.4782 | #N/A | #VALUE! | 328.2732 | #VALUE! | #N/A | #VALUE! | #N/A
9.5055 | 1000 | 1000 | 999 | Default | #VALUE! | 1.5 | 12 | #N/A | #VALUE! | #N/A | 5.877 | #N/A | #N/A | #N/A | #VALUE! |  | 15 | 25 | 15 | 347 | 9.5055 | #N/A | #VALUE! | 329.222 | #VALUE! | #N/A | #VALUE! | #N/A
9.5329 | 1000 | 1000 | 999 | Default | #VALUE! | 1.5 | 12 | #N/A | #VALUE! | #N/A | 5.877 | #N/A | #N/A | #N/A | #VALUE! |  | 15 | 25 | 15 | 348 | 9.5329 | #N/A | #VALUE! | 330.1708 | #VALUE! | #N/A | #VALUE! | #N/A
9.5603 | 1000 | 1000 | 999 | Default | #VALUE! | 1.5 | 12 | #N/A | #VALUE! | #N/A | 5.877 | #N/A | #N/A | #N/A | #VALUE! |  | 15 | 25 | 15 | 349 | 9.5603 | #N/A | #VALUE! | 331.1195 | #VALUE! | #N/A | #VALUE! | #N/A
9.5877 | 1000 | 1000 | 999 | Default | #VALUE! | 1.5 | 12 | #N/A | #VALUE! | #N/A | 5.877 | #N/A | #N/A | #N/A | #VALUE! |  | 15 | 25 | 15 | 350 | 9.5877 | #N/A | #VALUE! | 332.0683 | #VALUE! | #N/A | #VALUE! | #N/A
9.6151 | 1000 | 1000 | 999 | Default | #VALUE! | 1.5 | 12 | #N/A | #VALUE! | #N/A | 5.877 | #N/A | #N/A | #N/A | #VALUE! |  | 15 | 25 | 15 | 351 | 9.6151 | #N/A | #VALUE! | 333.0171 | #VALUE! | #N/A | #VALUE! | #N/A
9.6425 | 1000 | 1000 | 999 | Default | #VALUE! | 1.5 | 12 | #N/A | #VALUE! | #N/A | 5.877 | #N/A | #N/A | #N/A | #VALUE! |  | 15 | 25 | 15 | 352 | 9.6425 | #N/A | #VALUE! | 333.9658 | #VALUE! | #N/A | #VALUE! | #N/A
9.6699 | 1000 | 1000 | 999 | Default | #VALUE! | 1.5 | 12 | #N/A | #VALUE! | #N/A | 5.877 | #N/A | #N/A | #N/A | #VALUE! |  | 15 | 25 | 15 | 353 | 9.6699 | #N/A | #VALUE! | 334.9146 | #VALUE! | #N/A | #VALUE! | #N/A
9.6973 | 1000 | 1000 | 999 | Default | #VALUE! | 1.5 | 12 | #N/A | #VALUE! | #N/A | 5.877 | #N/A | #N/A | #N/A | #VALUE! |  | 15 | 25 | 15 | 354 | 9.6973 | #N/A | #VALUE! | 335.8634 | #VALUE! | #N/A | #VALUE! | #N/A
9.7247 | 1000 | 1000 | 999 | Default | #VALUE! | 1.5 | 12 | #N/A | #VALUE! | #N/A | 5.877 | #N/A | #N/A | #N/A | #VALUE! |  | 15 | 25 | 15 | 355 | 9.7247 | #N/A | #VALUE! | 336.8121 | #VALUE! | #N/A | #VALUE! | #N/A
9.7521 | 1000 | 1000 | 999 | Default | #VALUE! | 1.5 | 12 | #N/A | #VALUE! | #N/A | 5.877 | #N/A | #N/A | #N/A | #VALUE! |  | 15 | 25 | 15 | 356 | 9.7521 | #N/A | #VALUE! | 337.7609 | #VALUE! | #N/A | #VALUE! | #N/A
9.7795 | 1000 | 1000 | 999 | Default | #VALUE! | 1.5 | 12 | #N/A | #VALUE! | #N/A | 5.877 | #N/A | #N/A | #N/A | #VALUE! |  | 15 | 25 | 15 | 357 | 9.7795 | #N/A | #VALUE! | 338.7097 | #VALUE! | #N/A | #VALUE! | #N/A
9.8069 | 1000 | 1000 | 999 | Default | #VALUE! | 1.5 | 12 | #N/A | #VALUE! | #N/A | 5.877 | #N/A | #N/A | #N/A | #VALUE! |  | 15 | 25 | 15 | 358 | 9.8069 | #N/A | #VALUE! | 339.6584 | #VALUE! | #N/A | #VALUE! | #N/A
9.8343 | 1000 | 1000 | 999 | Default | #VALUE! | 1.5 | 12 | #N/A | #VALUE! | #N/A | 5.877 | #N/A | #N/A | #N/A | #VALUE! |  | 15 | 25 | 15 | 359 | 9.8343 | #N/A | #VALUE! | 340.6072 | #VALUE! | #N/A | #VALUE! | #N/A
9.8617 | 1000 | 1000 | 999 | Default | #VALUE! | 1.5 | 12 | #N/A | #VALUE! | #N/A | 5.877 | #N/A | #N/A | #N/A | #VALUE! |  | 15 | 25 | 15 | 360 | 9.8617 | #N/A | #VALUE! | 341.556 | #VALUE! | #N/A | #VALUE! | #N/A
9.8891 | 1000 | 1000 | 999 | Default | #VALUE! | 1.5 | 12 | #N/A | #VALUE! | #N/A | 5.877 | #N/A | #N/A | #N/A | #VALUE! |  | 15 | 25 | 15 | 361 | 9.8891 | #N/A | #VALUE! | 342.5047 | #VALUE! | #N/A | #VALUE! | #N/A
9.9164 | 1000 | 1000 | 999 | Default | #VALUE! | 1.5 | 12 | #N/A | #VALUE! | #N/A | 5.877 | #N/A | #N/A | #N/A | #VALUE! |  | 15 | 25 | 15 | 362 | 9.9164 | #N/A | #VALUE! | 343.4535 | #VALUE! | #N/A | #VALUE! | #N/A
9.9438 | 1000 | 1000 | 999 | Default | #VALUE! | 1.5 | 12 | #N/A | #VALUE! | #N/A | 5.877 | #N/A | #N/A | #N/A | #VALUE! |  | 15 | 25 | 15 | 363 | 9.9438 | #N/A | #VALUE! | 344.4023 | #VALUE! | #N/A | #VALUE! | #N/A
9.9712 | 1000 | 1000 | 999 | Default | #VALUE! | 1.5 | 12 | #N/A | #VALUE! | #N/A | 5.877 | #N/A | #N/A | #N/A | #VALUE! |  | 15 | 25 | 15 | 364 | 9.9712 | #N/A | #VALUE! | 345.351 | #VALUE! | #N/A | #VALUE! | #N/A
9.9986 | 1000 | 1000 | 999 | Default | #VALUE! | 1.5 | 12 | #N/A | #VALUE! | #N/A | 5.877 | #N/A | #N/A | #N/A | #VALUE! |  | 15 | 25 | 15 | 365 | 9.9986 | #N/A | #VALUE! | 346.2998 | #VALUE! | #N/A | #VALUE! | #N/A
10.026 | 1000 | 1000 | 999 | Default | #VALUE! | 1.5 | 12 | #N/A | #VALUE! | #N/A | 6.0239 | #N/A | #N/A | #N/A | #VALUE! |  | 15 | 25 | 15 | 366 | 10.026 | #N/A | #VALUE! | 347.2486 | #VALUE! | #N/A | #VALUE! | #N/A
10.0534 | 1000 | 1000 | 999 | Default | #VALUE! | 1.5 | 12 | #N/A | #VALUE! | #N/A | 6.0239 | #N/A | #N/A | #N/A | #VALUE! |  | 15 | 25 | 15 | 367 | 10.0534 | #N/A | #VALUE! | 348.1973 | #VALUE! | #N/A | #VALUE! | #N/A
10.0808 | 1000 | 1000 | 999 | Default | #VALUE! | 1.5 | 12 | #N/A | #VALUE! | #N/A | 6.0239 | #N/A | #N/A | #N/A | #VALUE! |  | 15 | 25 | 15 | 368 | 10.0808 | #N/A | #VALUE! | 349.1461 | #VALUE! | #N/A | #VALUE! | #N/A
10.1082 | 1000 | 1000 | 999 | Default | #VALUE! | 1.5 | 12 | #N/A | #VALUE! | #N/A | 6.0239 | #N/A | #N/A | #N/A | #VALUE! |  | 15 | 25 | 15 | 369 | 10.1082 | #N/A | #VALUE! | 350.0949 | #VALUE! | #N/A | #VALUE! | #N/A
10.1356 | 1000 | 1000 | 999 | Default | #VALUE! | 1.5 | 12 | #N/A | #VALUE! | #N/A | 6.0239 | #N/A | #N/A | #N/A | #VALUE! |  | 15 | 25 | 15 | 370 | 10.1356 | #N/A | #VALUE! | 351.0436 | #VALUE! | #N/A | #VALUE! | #N/A
10.163 | 1000 | 1000 | 999 | Default | #VALUE! | 1.5 | 12 | #N/A | #VALUE! | #N/A | 6.0239 | #N/A | #N/A | #N/A | #VALUE! |  | 15 | 25 | 15 | 371 | 10.163 | #N/A | #VALUE! | 351.9924 | #VALUE! | #N/A | #VALUE! | #N/A
10.1904 | 1000 | 1000 | 999 | Default | #VALUE! | 1.5 | 12 | #N/A | #VALUE! | #N/A | 6.0239 | #N/A | #N/A | #N/A | #VALUE! |  | 15 | 25 | 15 | 372 | 10.1904 | #N/A | #VALUE! | 352.9412 | #VALUE! | #N/A | #VALUE! | #N/A
10.2178 | 1000 | 1000 | 999 | Default | #VALUE! | 1.5 | 12 | #N/A | #VALUE! | #N/A | 6.0239 | #N/A | #N/A | #N/A | #VALUE! |  | 15 | 25 | 15 | 373 | 10.2178 | #N/A | #VALUE! | 353.8899 | #VALUE! | #N/A | #VALUE! | #N/A
10.2452 | 1000 | 1000 | 999 | Default | #VALUE! | 1.5 | 12 | #N/A | #VALUE! | #N/A | 6.0239 | #N/A | #N/A | #N/A | #VALUE! |  | 15 | 25 | 15 | 374 | 10.2452 | #N/A | #VALUE! | 354.8387 | #VALUE! | #N/A | #VALUE! | #N/A
10.2726 | 1000 | 1000 | 999 | Default | #VALUE! | 1.5 | 12 | #N/A | #VALUE! | #N/A | 6.0239 | #N/A | #N/A | #N/A | #VALUE! |  | 15 | 25 | 15 | 375 | 10.2726 | #N/A | #VALUE! | 355.7875 | #VALUE! | #N/A | #VALUE! | #N/A
10.3 | 1000 | 1000 | 999 | Default | #VALUE! | 1.5 | 12 | #N/A | #VALUE! | #N/A | 6.0239 | #N/A | #N/A | #N/A | #VALUE! |  | 15 | 25 | 15 | 376 | 10.3 | #N/A | #VALUE! | 356.7362 | #VALUE! | #N/A | #VALUE! | #N/A
10.3274 | 1000 | 1000 | 999 | Default | #VALUE! | 1.5 | 12 | #N/A | #VALUE! | #N/A | 6.0239 | #N/A | #N/A | #N/A | #VALUE! |  | 15 | 25 | 15 | 377 | 10.3274 | #N/A | #VALUE! | 357.685 | #VALUE! | #N/A | #VALUE! | #N/A
10.3547 | 1000 | 1000 | 999 | Default | #VALUE! | 1.5 | 12 | #N/A | #VALUE! | #N/A | 6.0239 | #N/A | #N/A | #N/A | #VALUE! |  | 15 | 25 | 15 | 378 | 10.3547 | #N/A | #VALUE! | 358.6338 | #VALUE! | #N/A | #VALUE! | #N/A
10.3821 | 1000 | 1000 | 999 | Default | #VALUE! | 1.5 | 12 | #N/A | #VALUE! | #N/A | 6.0239 | #N/A | #N/A | #N/A | #VALUE! |  | 15 | 25 | 15 | 379 | 10.3821 | #N/A | #VALUE! | 359.5825 | #VALUE! | #N/A | #VALUE! | #N/A
10.4095 | 1000 | 1000 | 999 | Default | #VALUE! | 1.5 | 12 | #N/A | #VALUE! | #N/A | 6.0239 | #N/A | #N/A | #N/A | #VALUE! |  | 15 | 25 | 15 | 380 | 10.4095 | #N/A | #VALUE! | 360.5313 | #VALUE! | #N/A | #VALUE! | #N/A
10.4369 | 1000 | 1000 | 999 | Default | #VALUE! | 1.5 | 12 | #N/A | #VALUE! | #N/A | 6.0239 | #N/A | #N/A | #N/A | #VALUE! |  | 15 | 25 | 15 | 381 | 10.4369 | #N/A | #VALUE! | 361.4801 | #VALUE! | #N/A | #VALUE! | #N/A
10.4643 | 1000 | 1000 | 999 | Default | #VALUE! | 1.5 | 12 | #N/A | #VALUE! | #N/A | 6.0239 | #N/A | #N/A | #N/A | #VALUE! |  | 15 | 25 | 15 | 382 | 10.4643 | #N/A | #VALUE! | 362.4288 | #VALUE! | #N/A | #VALUE! | #N/A
10.4917 | 1000 | 1000 | 999 | Default | #VALUE! | 1.5 | 12 | #N/A | #VALUE! | #N/A | 6.0239 | #N/A | #N/A | #N/A | #VALUE! |  | 15 | 25 | 15 | 383 | 10.4917 | #N/A | #VALUE! | 363.3776 | #VALUE! | #N/A | #VALUE! | #N/A
10.5191 | 1000 | 1000 | 999 | Default | #VALUE! | 1.5 | 12 | #N/A | #VALUE! | #N/A | 6.0239 | #N/A | #N/A | #N/A | #VALUE! |  | 15 | 25 | 15 | 384 | 10.5191 | #N/A | #VALUE! | 364.3264 | #VALUE! | #N/A | #VALUE! | #N/A
10.5465 | 1000 | 1000 | 999 | Default | #VALUE! | 1.5 | 12 | #N/A | #VALUE! | #N/A | 6.0239 | #N/A | #N/A | #N/A | #VALUE! |  | 15 | 25 | 15 | 385 | 10.5465 | #N/A | #VALUE! | 365.2751 | #VALUE! | #N/A | #VALUE! | #N/A
10.5739 | 1000 | 1000 | 999 | Default | #VALUE! | 1.5 | 12 | #N/A | #VALUE! | #N/A | 6.0239 | #N/A | #N/A | #N/A | #VALUE! |  | 15 | 25 | 15 | 386 | 10.5739 | #N/A | #VALUE! | 366.2239 | #VALUE! | #N/A | #VALUE! | #N/A
10.6013 | 1000 | 1000 | 999 | Default | #VALUE! | 1.5 | 12 | #N/A | #VALUE! | #N/A | 6.0239 | #N/A | #N/A | #N/A | #VALUE! |  | 15 | 25 | 15 | 387 | 10.6013 | #N/A | #VALUE! | 367.1727 | #VALUE! | #N/A | #VALUE! | #N/A
10.6287 | 1000 | 1000 | 999 | Default | #VALUE! | 1.5 | 12 | #N/A | #VALUE! | #N/A | 6.0239 | #N/A | #N/A | #N/A | #VALUE! |  | 15 | 25 | 15 | 388 | 10.6287 | #N/A | #VALUE! | 368.1214 | #VALUE! | #N/A | #VALUE! | #N/A
10.6561 | 1000 | 1000 | 999 | Default | #VALUE! | 1.5 | 12 | #N/A | #VALUE! | #N/A | 6.0239 | #N/A | #N/A | #N/A | #VALUE! |  | 15 | 25 | 15 | 389 | 10.6561 | #N/A | #VALUE! | 369.0702 | #VALUE! | #N/A | #VALUE! | #N/A
10.6835 | 1000 | 1000 | 999 | Default | #VALUE! | 1.5 | 12 | #N/A | #VALUE! | #N/A | 6.0239 | #N/A | #N/A | #N/A | #VALUE! |  | 15 | 25 | 15 | 390 | 10.6835 | #N/A | #VALUE! | 370.019 | #VALUE! | #N/A | #VALUE! | #N/A
10.7109 | 1000 | 1000 | 999 | Default | #VALUE! | 1.5 | 12 | #N/A | #VALUE! | #N/A | 6.0239 | #N/A | #N/A | #N/A | #VALUE! |  | 15 | 25 | 15 | 391 | 10.7109 | #N/A | #VALUE! | 370.9677 | #VALUE! | #N/A | #VALUE! | #N/A
10.7383 | 1000 | 1000 | 999 | Default | #VALUE! | 1.5 | 12 | #N/A | #VALUE! | #N/A | 6.0239 | #N/A | #N/A | #N/A | #VALUE! |  | 15 | 25 | 15 | 392 | 10.7383 | #N/A | #VALUE! | 371.9165 | #VALUE! | #N/A | #VALUE! | #N/A
10.7656 | 1000 | 1000 | 999 | Default | #VALUE! | 1.5 | 12 | #N/A | #VALUE! | #N/A | 6.0239 | #N/A | #N/A | #N/A | #VALUE! |  | 15 | 25 | 15 | 393 | 10.7656 | #N/A | #VALUE! | 372.8653 | #VALUE! | #N/A | #VALUE! | #N/A
10.793 | 1000 | 1000 | 999 | Default | #VALUE! | 1.5 | 12 | #N/A | #VALUE! | #N/A | 6.0239 | #N/A | #N/A | #N/A | #VALUE! |  | 15 | 25 | 15 | 394 | 10.793 | #N/A | #VALUE! | 373.814 | #VALUE! | #N/A | #VALUE! | #N/A
10.8204 | 1000 | 1000 | 999 | Default | #VALUE! | 1.5 | 12 | #N/A | #VALUE! | #N/A | 6.0239 | #N/A | #N/A | #N/A | #VALUE! |  | 15 | 25 | 15 | 395 | 10.8204 | #N/A | #VALUE! | 374.7628 | #VALUE! | #N/A | #VALUE! | #N/A
10.8478 | 1000 | 1000 | 999 | Default | #VALUE! | 1.5 | 12 | #N/A | #VALUE! | #N/A | 6.0239 | #N/A | #N/A | #N/A | #VALUE! |  | 15 | 25 | 15 | 396 | 10.8478 | #N/A | #VALUE! | 375.7116 | #VALUE! | #N/A | #VALUE! | #N/A
10.8752 | 1000 | 1000 | 999 | Default | #VALUE! | 1.5 | 12 | #N/A | #VALUE! | #N/A | 6.0239 | #N/A | #N/A | #N/A | #VALUE! |  | 15 | 25 | 15 | 397 | 10.8752 | #N/A | #VALUE! | 376.6603 | #VALUE! | #N/A | #VALUE! | #N/A
10.9026 | 1000 | 1000 | 999 | Default | #VALUE! | 1.5 | 12 | #N/A | #VALUE! | #N/A | 6.0239 | #N/A | #N/A | #N/A | #VALUE! |  | 15 | 25 | 15 | 398 | 10.9026 | #N/A | #VALUE! | 377.6091 | #VALUE! | #N/A | #VALUE! | #N/A
10.93 | 1000 | 1000 | 999 | Default | #VALUE! | 1.5 | 12 | #N/A | #VALUE! | #N/A | 6.0239 | #N/A | #N/A | #N/A | #VALUE! |  | 15 | 25 | 15 | 399 | 10.93 | #N/A | #VALUE! | 378.5579 | #VALUE! | #N/A | #VALUE! | #N/A
10.9574 | 1000 | 1000 | 999 | Default | #VALUE! | 1.5 | 12 | #N/A | #VALUE! | #N/A | 6.0239 | #N/A | #N/A | #N/A | #VALUE! |  | 15 | 25 | 15 | 400 | 10.9574 | #N/A | #VALUE! | 379.5066 | #VALUE! | #N/A | #VALUE! | #N/A
10.9848 | 1000 | 1000 | 999 | Default | #VALUE! | 1.5 | 12 | #N/A | #VALUE! | #N/A | 6.0239 | #N/A | #N/A | #N/A | #VALUE! |  | 15 | 25 | 15 | 401 | 10.9848 | #N/A | #VALUE! | 380.4554 | #VALUE! | #N/A | #VALUE! | #N/A
11.0122 | 1000 | 1000 | 999 | Default | #VALUE! | 1.5 | 12 | #N/A | #VALUE! | #N/A | 6.1745 | #N/A | #N/A | #N/A | #VALUE! |  | 15 | 25 | 15 | 402 | 11.0122 | #N/A | #VALUE! | 381.4042 | #VALUE! | #N/A | #VALUE! | #N/A
11.0396 | 1000 | 1000 | 999 | Default | #VALUE! | 1.5 | 12 | #N/A | #VALUE! | #N/A | 6.1745 | #N/A | #N/A | #N/A | #VALUE! |  | 15 | 25 | 15 | 403 | 11.0396 | #N/A | #VALUE! | 382.3529 | #VALUE! | #N/A | #VALUE! | #N/A
11.067 | 1000 | 1000 | 999 | Default | #VALUE! | 1.5 | 12 | #N/A | #VALUE! | #N/A | 6.1745 | #N/A | #N/A | #N/A | #VALUE! |  | 15 | 25 | 15 | 404 | 11.067 | #N/A | #VALUE! | 383.3017 | #VALUE! | #N/A | #VALUE! | #N/A
11.0944 | 1000 | 1000 | 999 | Default | #VALUE! | 1.5 | 12 | #N/A | #VALUE! | #N/A | 6.1745 | #N/A | #N/A | #N/A | #VALUE! |  | 15 | 25 | 15 | 405 | 11.0944 | #N/A | #VALUE! | 384.2505 | #VALUE! | #N/A | #VALUE! | #N/A
11.1218 | 1000 | 1000 | 999 | Default | #VALUE! | 1.5 | 12 | #N/A | #VALUE! | #N/A | 6.1745 | #N/A | #N/A | #N/A | #VALUE! |  | 15 | 25 | 15 | 406 | 11.1218 | #N/A | #VALUE! | 385.1992 | #VALUE! | #N/A | #VALUE! | #N/A
11.1492 | 1000 | 1000 | 999 | Default | #VALUE! | 1.5 | 12 | #N/A | #VALUE! | #N/A | 6.1745 | #N/A | #N/A | #N/A | #VALUE! |  | 15 | 25 | 15 | 407 | 11.1492 | #N/A | #VALUE! | 386.148 | #VALUE! | #N/A | #VALUE! | #N/A
11.1766 | 1000 | 1000 | 999 | Default | #VALUE! | 1.5 | 12 | #N/A | #VALUE! | #N/A | 6.1745 | #N/A | #N/A | #N/A | #VALUE! |  | 15 | 25 | 15 | 408 | 11.1766 | #N/A | #VALUE! | 387.0968 | #VALUE! | #N/A | #VALUE! | #N/A
11.2039 | 1000 | 1000 | 999 | Default | #VALUE! | 1.5 | 12 | #N/A | #VALUE! | #N/A | 6.1745 | #N/A | #N/A | #N/A | #VALUE! |  | 15 | 25 | 15 | 409 | 11.2039 | #N/A | #VALUE! | 388.0455 | #VALUE! | #N/A | #VALUE! | #N/A
11.2313 | 1000 | 1000 | 999 | Default | #VALUE! | 1.5 | 12 | #N/A | #VALUE! | #N/A | 6.1745 | #N/A | #N/A | #N/A | #VALUE! |  | 15 | 25 | 15 | 410 | 11.2313 | #N/A | #VALUE! | 388.9943 | #VALUE! | #N/A | #VALUE! | #N/A
11.2587 | 1000 | 1000 | 999 | Default | #VALUE! | 1.5 | 12 | #N/A | #VALUE! | #N/A | 6.1745 | #N/A | #N/A | #N/A | #VALUE! |  | 15 | 25 | 15 | 411 | 11.2587 | #N/A | #VALUE! | 389.9431 | #VALUE! | #N/A | #VALUE! | #N/A
11.2861 | 1000 | 1000 | 999 | Default | #VALUE! | 1.5 | 12 | #N/A | #VALUE! | #N/A | 6.1745 | #N/A | #N/A | #N/A | #VALUE! |  | 15 | 25 | 15 | 412 | 11.2861 | #N/A | #VALUE! | 390.8918 | #VALUE! | #N/A | #VALUE! | #N/A
11.3135 | 1000 | 1000 | 999 | Default | #VALUE! | 1.5 | 12 | #N/A | #VALUE! | #N/A | 6.1745 | #N/A | #N/A | #N/A | #VALUE! |  | 15 | 25 | 15 | 413 | 11.3135 | #N/A | #VALUE! | 391.8406 | #VALUE! | #N/A | #VALUE! | #N/A
11.3409 | 1000 | 1000 | 999 | Default | #VALUE! | 1.5 | 12 | #N/A | #VALUE! | #N/A | 6.1745 | #N/A | #N/A | #N/A | #VALUE! |  | 15 | 25 | 15 | 414 | 11.3409 | #N/A | #VALUE! | 392.7894 | #VALUE! | #N/A | #VALUE! | #N/A
11.3683 | 1000 | 1000 | 999 | Default | #VALUE! | 1.5 | 12 | #N/A | #VALUE! | #N/A | 6.1745 | #N/A | #N/A | #N/A | #VALUE! |  | 15 | 25 | 15 | 415 | 11.3683 | #N/A | #VALUE! | 393.7381 | #VALUE! | #N/A | #VALUE! | #N/A
11.3957 | 1000 | 1000 | 999 | Default | #VALUE! | 1.5 | 12 | #N/A | #VALUE! | #N/A | 6.1745 | #N/A | #N/A | #N/A | #VALUE! |  | 15 | 25 | 15 | 416 | 11.3957 | #N/A | #VALUE! | 394.6869 | #VALUE! | #N/A | #VALUE! | #N/A
11.4231 | 1000 | 1000 | 999 | Default | #VALUE! | 1.5 | 12 | #N/A | #VALUE! | #N/A | 6.1745 | #N/A | #N/A | #N/A | #VALUE! |  | 15 | 25 | 15 | 417 | 11.4231 | #N/A | #VALUE! | 395.6357 | #VALUE! | #N/A | #VALUE! | #N/A
11.4505 | 1000 | 1000 | 999 | Default | #VALUE! | 1.5 | 12 | #N/A | #VALUE! | #N/A | 6.1745 | #N/A | #N/A | #N/A | #VALUE! |  | 15 | 25 | 15 | 418 | 11.4505 | #N/A | #VALUE! | 396.5844 | #VALUE! | #N/A | #VALUE! | #N/A
11.4779 | 1000 | 1000 | 999 | Default | #VALUE! | 1.5 | 12 | #N/A | #VALUE! | #N/A | 6.1745 | #N/A | #N/A | #N/A | #VALUE! |  | 15 | 25 | 15 | 419 | 11.4779 | #N/A | #VALUE! | 397.5332 | #VALUE! | #N/A | #VALUE! | #N/A
11.5053 | 1000 | 1000 | 999 | Default | #VALUE! | 1.5 | 12 | #N/A | #VALUE! | #N/A | 6.1745 | #N/A | #N/A | #N/A | #VALUE! |  | 15 | 25 | 15 | 420 | 11.5053 | #N/A | #VALUE! | 398.482 | #VALUE! | #N/A | #VALUE! | #N/A
11.5327 | 1000 | 1000 | 999 | Default | #VALUE! | 1.5 | 12 | #N/A | #VALUE! | #N/A | 6.1745 | #N/A | #N/A | #N/A | #VALUE! |  | 15 | 25 | 15 | 421 | 11.5327 | #N/A | #VALUE! | 399.4307 | #VALUE! | #N/A | #VALUE! | #N/A
11.5601 | 1000 | 1000 | 999 | Default | #VALUE! | 1.5 | 12 | #N/A | #VALUE! | #N/A | 6.1745 | #N/A | #N/A | #N/A | #VALUE! |  | 15 | 25 | 15 | 422 | 11.5601 | #N/A | #VALUE! | 400.3795 | #VALUE! | #N/A | #VALUE! | #N/A
11.5875 | 1000 | 1000 | 999 | Default | #VALUE! | 1.5 | 12 | #N/A | #VALUE! | #N/A | 6.1745 | #N/A | #N/A | #N/A | #VALUE! |  | 15 | 25 | 15 | 423 | 11.5875 | #N/A | #VALUE! | 401.3283 | #VALUE! | #N/A | #VALUE! | #N/A
11.6148 | 1000 | 1000 | 999 | Default | #VALUE! | 1.5 | 12 | #N/A | #VALUE! | #N/A | 6.1745 | #N/A | #N/A | #N/A | #VALUE! |  | 15 | 25 | 15 | 424 | 11.6148 | #N/A | #VALUE! | 402.277 | #VALUE! | #N/A | #VALUE! | #N/A
11.6422 | 1000 | 1000 | 999 | Default | #VALUE! | 1.5 | 12 | #N/A | #VALUE! | #N/A | 6.1745 | #N/A | #N/A | #N/A | #VALUE! |  | 15 | 25 | 15 | 425 | 11.6422 | #N/A | #VALUE! | 403.2258 | #VALUE! | #N/A | #VALUE! | #N/A
11.6696 | 1000 | 1000 | 999 | Default | #VALUE! | 1.5 | 12 | #N/A | #VALUE! | #N/A | 6.1745 | #N/A | #N/A | #N/A | #VALUE! |  | 15 | 25 | 15 | 426 | 11.6696 | #N/A | #VALUE! | 404.1746 | #VALUE! | #N/A | #VALUE! | #N/A
11.697 | 1000 | 1000 | 999 | Default | #VALUE! | 1.5 | 12 | #N/A | #VALUE! | #N/A | 6.1745 | #N/A | #N/A | #N/A | #VALUE! |  | 15 | 25 | 15 | 427 | 11.697 | #N/A | #VALUE! | 405.1233 | #VALUE! | #N/A | #VALUE! | #N/A
11.7244 | 1000 | 1000 | 999 | Default | #VALUE! | 1.5 | 12 | #N/A | #VALUE! | #N/A | 6.1745 | #N/A | #N/A | #N/A | #VALUE! |  | 15 | 25 | 15 | 428 | 11.7244 | #N/A | #VALUE! | 406.0721 | #VALUE! | #N/A | #VALUE! | #N/A
11.7518 | 1000 | 1000 | 999 | Default | #VALUE! | 1.5 | 12 | #N/A | #VALUE! | #N/A | 6.1745 | #N/A | #N/A | #N/A | #VALUE! |  | 15 | 25 | 15 | 429 | 11.7518 | #N/A | #VALUE! | 407.0209 | #VALUE! | #N/A | #VALUE! | #N/A
11.7792 | 1000 | 1000 | 999 | Default | #VALUE! | 1.5 | 12 | #N/A | #VALUE! | #N/A | 6.1745 | #N/A | #N/A | #N/A | #VALUE! |  | 15 | 25 | 15 | 430 | 11.7792 | #N/A | #VALUE! | 407.9696 | #VALUE! | #N/A | #VALUE! | #N/A
11.8066 | 1000 | 1000 | 999 | Default | #VALUE! | 1.5 | 12 | #N/A | #VALUE! | #N/A | 6.1745 | #N/A | #N/A | #N/A | #VALUE! |  | 15 | 25 | 15 | 431 | 11.8066 | #N/A | #VALUE! | 408.9184 | #VALUE! | #N/A | #VALUE! | #N/A
11.834 | 1000 | 1000 | 999 | Default | #VALUE! | 1.5 | 12 | #N/A | #VALUE! | #N/A | 6.1745 | #N/A | #N/A | #N/A | #VALUE! |  | 15 | 25 | 15 | 432 | 11.834 | #N/A | #VALUE! | 409.8672 | #VALUE! | #N/A | #VALUE! | #N/A
11.8614 | 1000 | 1000 | 999 | Default | #VALUE! | 1.5 | 12 | #N/A | #VALUE! | #N/A | 6.1745 | #N/A | #N/A | #N/A | #VALUE! |  | 15 | 25 | 15 | 433 | 11.8614 | #N/A | #VALUE! | 410.8159 | #VALUE! | #N/A | #VALUE! | #N/A
11.8888 | 1000 | 1000 | 999 | Default | #VALUE! | 1.5 | 12 | #N/A | #VALUE! | #N/A | 6.1745 | #N/A | #N/A | #N/A | #VALUE! |  | 15 | 25 | 15 | 434 | 11.8888 | #N/A | #VALUE! | 411.7647 | #VALUE! | #N/A | #VALUE! | #N/A
11.9162 | 1000 | 1000 | 999 | Default | #VALUE! | 1.5 | 12 | #N/A | #VALUE! | #N/A | 6.1745 | #N/A | #N/A | #N/A | #VALUE! |  | 15 | 25 | 15 | 435 | 11.9162 | #N/A | #VALUE! | 412.7135 | #VALUE! | #N/A | #VALUE! | #N/A
11.9436 | 1000 | 1000 | 999 | Default | #VALUE! | 1.5 | 12 | #N/A | #VALUE! | #N/A | 6.1745 | #N/A | #N/A | #N/A | #VALUE! |  | 15 | 25 | 15 | 436 | 11.9436 | #N/A | #VALUE! | 413.6622 | #VALUE! | #N/A | #VALUE! | #N/A
11.971 | 1000 | 1000 | 999 | Default | #VALUE! | 1.5 | 12 | #N/A | #VALUE! | #N/A | 6.1745 | #N/A | #N/A | #N/A | #VALUE! |  | 15 | 25 | 15 | 437 | 11.971 | #N/A | #VALUE! | 414.611 | #VALUE! | #N/A | #VALUE! | #N/A
11.9984 | 1000 | 1000 | 999 | Default | #VALUE! | 1.5 | 12 | #N/A | #VALUE! | #N/A | 6.1745 | #N/A | #N/A | #N/A | #VALUE! |  | 15 | 25 | 15 | 438 | 11.9984 | #N/A | #VALUE! | 415.5598 | #VALUE! | #N/A | #VALUE! | #N/A
12.0257 | 1000 | 1000 | 999 | Default | #VALUE! | 1.5 | 12 | #N/A | #VALUE! | #N/A | 6.3289 | #N/A | #N/A | #N/A | #VALUE! |  | 15 | 25 | 15 | 439 | 12.0257 | #N/A | #VALUE! | 416.5085 | #VALUE! | #N/A | #VALUE! | #N/A
12.0531 | 1000 | 1000 | 999 | Default | #VALUE! | 1.5 | 12 | #N/A | #VALUE! | #N/A | 6.3289 | #N/A | #N/A | #N/A | #VALUE! |  | 15 | 25 | 15 | 440 | 12.0531 | #N/A | #VALUE! | 417.4573 | #VALUE! | #N/A | #VALUE! | #N/A
12.0805 | 1000 | 1000 | 999 | Default | #VALUE! | 1.5 | 12 | #N/A | #VALUE! | #N/A | 6.3289 | #N/A | #N/A | #N/A | #VALUE! |  | 15 | 25 | 15 | 441 | 12.0805 | #N/A | #VALUE! | 418.4061 | #VALUE! | #N/A | #VALUE! | #N/A
12.1079 | 1000 | 1000 | 999 | Default | #VALUE! | 1.5 | 12 | #N/A | #VALUE! | #N/A | 6.3289 | #N/A | #N/A | #N/A | #VALUE! |  | 15 | 25 | 15 | 442 | 12.1079 | #N/A | #VALUE! | 419.3548 | #VALUE! | #N/A | #VALUE! | #N/A
12.1353 | 1000 | 1000 | 999 | Default | #VALUE! | 1.5 | 12 | #N/A | #VALUE! | #N/A | 6.3289 | #N/A | #N/A | #N/A | #VALUE! |  | 15 | 25 | 15 | 443 | 12.1353 | #N/A | #VALUE! | 420.3036 | #VALUE! | #N/A | #VALUE! | #N/A
12.1627 | 1000 | 1000 | 999 | Default | #VALUE! | 1.5 | 12 | #N/A | #VALUE! | #N/A | 6.3289 | #N/A | #N/A | #N/A | #VALUE! |  | 15 | 25 | 15 | 444 | 12.1627 | #N/A | #VALUE! | 421.2524 | #VALUE! | #N/A | #VALUE! | #N/A
12.1901 | 1000 | 1000 | 999 | Default | #VALUE! | 1.5 | 12 | #N/A | #VALUE! | #N/A | 6.3289 | #N/A | #N/A | #N/A | #VALUE! |  | 15 | 25 | 15 | 445 | 12.1901 | #N/A | #VALUE! | 422.2011 | #VALUE! | #N/A | #VALUE! | #N/A
12.2175 | 1000 | 1000 | 999 | Default | #VALUE! | 1.5 | 12 | #N/A | #VALUE! | #N/A | 6.3289 | #N/A | #N/A | #N/A | #VALUE! |  | 15 | 25 | 15 | 446 | 12.2175 | #N/A | #VALUE! | 423.1499 | #VALUE! | #N/A | #VALUE! | #N/A
12.2449 | 1000 | 1000 | 999 | Default | #VALUE! | 1.5 | 12 | #N/A | #VALUE! | #N/A | 6.3289 | #N/A | #N/A | #N/A | #VALUE! |  | 15 | 25 | 15 | 447 | 12.2449 | #N/A | #VALUE! | 424.0987 | #VALUE! | #N/A | #VALUE! | #N/A
12.2723 | 1000 | 1000 | 999 | Default | #VALUE! | 1.5 | 12 | #N/A | #VALUE! | #N/A | 6.3289 | #N/A | #N/A | #N/A | #VALUE! |  | 15 | 25 | 15 | 448 | 12.2723 | #N/A | #VALUE! | 425.0474 | #VALUE! | #N/A | #VALUE! | #N/A
12.2997 | 1000 | 1000 | 999 | Default | #VALUE! | 1.5 | 12 | #N/A | #VALUE! | #N/A | 6.3289 | #N/A | #N/A | #N/A | #VALUE! |  | 15 | 25 | 15 | 449 | 12.2997 | #N/A | #VALUE! | 425.9962 | #VALUE! | #N/A | #VALUE! | #N/A
12.3271 | 1000 | 1000 | 999 | Default | #VALUE! | 1.5 | 12 | #N/A | #VALUE! | #N/A | 6.3289 | #N/A | #N/A | #N/A | #VALUE! |  | 15 | 25 | 15 | 450 | 12.3271 | #N/A | #VALUE! | 426.945 | #VALUE! | #N/A | #VALUE! | #N/A
12.3545 | 1000 | 1000 | 999 | Default | #VALUE! | 1.5 | 12 | #N/A | #VALUE! | #N/A | 6.3289 | #N/A | #N/A | #N/A | #VALUE! |  | 15 | 25 | 15 | 451 | 12.3545 | #N/A | #VALUE! | 427.8937 | #VALUE! | #N/A | #VALUE! | #N/A
12.3819 | 1000 | 1000 | 999 | Default | #VALUE! | 1.5 | 12 | #N/A | #VALUE! | #N/A | 6.3289 | #N/A | #N/A | #N/A | #VALUE! |  | 15 | 25 | 15 | 452 | 12.3819 | #N/A | #VALUE! | 428.8425 | #VALUE! | #N/A | #VALUE! | #N/A
12.4093 | 1000 | 1000 | 999 | Default | #VALUE! | 1.5 | 12 | #N/A | #VALUE! | #N/A | 6.3289 | #N/A | #N/A | #N/A | #VALUE! |  | 15 | 25 | 15 | 453 | 12.4093 | #N/A | #VALUE! | 429.7913 | #VALUE! | #N/A | #VALUE! | #N/A
12.4367 | 1000 | 1000 | 999 | Default | #VALUE! | 1.5 | 12 | #N/A | #VALUE! | #N/A | 6.3289 | #N/A | #N/A | #N/A | #VALUE! |  | 15 | 25 | 15 | 454 | 12.4367 | #N/A | #VALUE! | 430.74 | #VALUE! | #N/A | #VALUE! | #N/A
12.464 | 1000 | 1000 | 999 | Default | #VALUE! | 1.5 | 12 | #N/A | #VALUE! | #N/A | 6.3289 | #N/A | #N/A | #N/A | #VALUE! |  | 15 | 25 | 15 | 455 | 12.464 | #N/A | #VALUE! | 431.6888 | #VALUE! | #N/A | #VALUE! | #N/A
12.4914 | 1000 | 1000 | 999 | Default | #VALUE! | 1.5 | 12 | #N/A | #VALUE! | #N/A | 6.3289 | #N/A | #N/A | #N/A | #VALUE! |  | 15 | 25 | 15 | 456 | 12.4914 | #N/A | #VALUE! | 432.6376 | #VALUE! | #N/A | #VALUE! | #N/A
12.5188 | 1000 | 1000 | 999 | Default | #VALUE! | 1.5 | 12 | #N/A | #VALUE! | #N/A | 6.3289 | #N/A | #N/A | #N/A | #VALUE! |  | 15 | 25 | 15 | 457 | 12.5188 | #N/A | #VALUE! | 433.5863 | #VALUE! | #N/A | #VALUE! | #N/A
12.5462 | 1000 | 1000 | 999 | Default | #VALUE! | 1.5 | 12 | #N/A | #VALUE! | #N/A | 6.3289 | #N/A | #N/A | #N/A | #VALUE! |  | 15 | 25 | 15 | 458 | 12.5462 | #N/A | #VALUE! | 434.5351 | #VALUE! | #N/A | #VALUE! | #N/A
12.5736 | 1000 | 1000 | 999 | Default | #VALUE! | 1.5 | 12 | #N/A | #VALUE! | #N/A | 6.3289 | #N/A | #N/A | #N/A | #VALUE! |  | 15 | 25 | 15 | 459 | 12.5736 | #N/A | #VALUE! | 435.4839 | #VALUE! | #N/A | #VALUE! | #N/A
12.601 | 1000 | 1000 | 999 | Default | #VALUE! | 1.5 | 12 | #N/A | #VALUE! | #N/A | 6.3289 | #N/A | #N/A | #N/A | #VALUE! |  | 15 | 25 | 15 | 460 | 12.601 | #N/A | #VALUE! | 436.4326 | #VALUE! | #N/A | #VALUE! | #N/A
12.6284 | 1000 | 1000 | 999 | Default | #VALUE! | 1.5 | 12 | #N/A | #VALUE! | #N/A | 6.3289 | #N/A | #N/A | #N/A | #VALUE! |  | 15 | 25 | 15 | 461 | 12.6284 | #N/A | #VALUE! | 437.3814 | #VALUE! | #N/A | #VALUE! | #N/A
12.6558 | 1000 | 1000 | 999 | Default | #VALUE! | 1.5 | 12 | #N/A | #VALUE! | #N/A | 6.3289 | #N/A | #N/A | #N/A | #VALUE! |  | 15 | 25 | 15 | 462 | 12.6558 | #N/A | #VALUE! | 438.3302 | #VALUE! | #N/A | #VALUE! | #N/A
12.6832 | 1000 | 1000 | 999 | Default | #VALUE! | 1.5 | 12 | #N/A | #VALUE! | #N/A | 6.3289 | #N/A | #N/A | #N/A | #VALUE! |  | 15 | 25 | 15 | 463 | 12.6832 | #N/A | #VALUE! | 439.2789 | #VALUE! | #N/A | #VALUE! | #N/A
12.7106 | 1000 | 1000 | 999 | Default | #VALUE! | 1.5 | 12 | #N/A | #VALUE! | #N/A | 6.3289 | #N/A | #N/A | #N/A | #VALUE! |  | 15 | 25 | 15 | 464 | 12.7106 | #N/A | #VALUE! | 440.2277 | #VALUE! | #N/A | #VALUE! | #N/A
12.738 | 1000 | 1000 | 999 | Default | #VALUE! | 1.5 | 12 | #N/A | #VALUE! | #N/A | 6.3289 | #N/A | #N/A | #N/A | #VALUE! |  | 15 | 25 | 15 | 465 | 12.738 | #N/A | #VALUE! | 441.1765 | #VALUE! | #N/A | #VALUE! | #N/A
12.7654 | 1000 | 1000 | 999 | Default | #VALUE! | 1.5 | 12 | #N/A | #VALUE! | #N/A | 6.3289 | #N/A | #N/A | #N/A | #VALUE! |  | 15 | 25 | 15 | 466 | 12.7654 | #N/A | #VALUE! | 442.1252 | #VALUE! | #N/A | #VALUE! | #N/A
12.7928 | 1000 | 1000 | 999 | Default | #VALUE! | 1.5 | 12 | #N/A | #VALUE! | #N/A | 6.3289 | #N/A | #N/A | #N/A | #VALUE! |  | 15 | 25 | 15 | 467 | 12.7928 | #N/A | #VALUE! | 443.074 | #VALUE! | #N/A | #VALUE! | #N/A
12.8202 | 1000 | 1000 | 999 | Default | #VALUE! | 1.5 | 12 | #N/A | #VALUE! | #N/A | 6.3289 | #N/A | #N/A | #N/A | #VALUE! |  | 15 | 25 | 15 | 468 | 12.8202 | #N/A | #VALUE! | 444.0228 | #VALUE! | #N/A | #VALUE! | #N/A
12.8476 | 1000 | 1000 | 999 | Default | #VALUE! | 1.5 | 12 | #N/A | #VALUE! | #N/A | 6.3289 | #N/A | #N/A | #N/A | #VALUE! |  | 15 | 25 | 15 | 469 | 12.8476 | #N/A | #VALUE! | 444.9715 | #VALUE! | #N/A | #VALUE! | #N/A
12.8749 | 1000 | 1000 | 999 | Default | #VALUE! | 1.5 | 12 | #N/A | #VALUE! | #N/A | 6.3289 | #N/A | #N/A | #N/A | #VALUE! |  | 15 | 25 | 15 | 470 | 12.8749 | #N/A | #VALUE! | 445.9203 | #VALUE! | #N/A | #VALUE! | #N/A
12.9023 | 1000 | 1000 | 999 | Default | #VALUE! | 1.5 | 12 | #N/A | #VALUE! | #N/A | 6.3289 | #N/A | #N/A | #N/A | #VALUE! |  | 15 | 25 | 15 | 471 | 12.9023 | #N/A | #VALUE! | 446.8691 | #VALUE! | #N/A | #VALUE! | #N/A
12.9297 | 1000 | 1000 | 999 | Default | #VALUE! | 1.5 | 12 | #N/A | #VALUE! | #N/A | 6.3289 | #N/A | #N/A | #N/A | #VALUE! |  | 15 | 25 | 15 | 472 | 12.9297 | #N/A | #VALUE! | 447.8178 | #VALUE! | #N/A | #VALUE! | #N/A
12.9571 | 1000 | 1000 | 999 | Default | #VALUE! | 1.5 | 12 | #N/A | #VALUE! | #N/A | 6.3289 | #N/A | #N/A | #N/A | #VALUE! |  | 15 | 25 | 15 | 473 | 12.9571 | #N/A | #VALUE! | 448.7666 | #VALUE! | #N/A | #VALUE! | #N/A
12.9845 | 1000 | 1000 | 999 | Default | #VALUE! | 1.5 | 12 | #N/A | #VALUE! | #N/A | 6.3289 | #N/A | #N/A | #N/A | #VALUE! |  | 15 | 25 | 15 | 474 | 12.9845 | #N/A | #VALUE! | 449.7154 | #VALUE! | #N/A | #VALUE! | #N/A
13.0119 | 1000 | 1000 | 999 | Default | #VALUE! | 1.5 | 12 | #N/A | #VALUE! | #N/A | 6.4871 | #N/A | #N/A | #N/A | #VALUE! |  | 15 | 25 | 15 | 475 | 13.0119 | #N/A | #VALUE! | 450.6641 | #VALUE! | #N/A | #VALUE! | #N/A
13.0393 | 1000 | 1000 | 999 | Default | #VALUE! | 1.5 | 12 | #N/A | #VALUE! | #N/A | 6.4871 | #N/A | #N/A | #N/A | #VALUE! |  | 15 | 25 | 15 | 476 | 13.0393 | #N/A | #VALUE! | 451.6129 | #VALUE! | #N/A | #VALUE! | #N/A
13.0667 | 1000 | 1000 | 999 | Default | #VALUE! | 1.5 | 12 | #N/A | #VALUE! | #N/A | 6.4871 | #N/A | #N/A | #N/A | #VALUE! |  | 15 | 25 | 15 | 477 | 13.0667 | #N/A | #VALUE! | 452.5617 | #VALUE! | #N/A | #VALUE! | #N/A
13.0941 | 1000 | 1000 | 999 | Default | #VALUE! | 1.5 | 12 | #N/A | #VALUE! | #N/A | 6.4871 | #N/A | #N/A | #N/A | #VALUE! |  | 15 | 25 | 15 | 478 | 13.0941 | #N/A | #VALUE! | 453.5104 | #VALUE! | #N/A | #VALUE! | #N/A
13.1215 | 1000 | 1000 | 999 | Default | #VALUE! | 1.5 | 12 | #N/A | #VALUE! | #N/A | 6.4871 | #N/A | #N/A | #N/A | #VALUE! |  | 15 | 25 | 15 | 479 | 13.1215 | #N/A | #VALUE! | 454.4592 | #VALUE! | #N/A | #VALUE! | #N/A
13.1489 | 1000 | 1000 | 999 | Default | #VALUE! | 1.5 | 12 | #N/A | #VALUE! | #N/A | 6.4871 | #N/A | #N/A | #N/A | #VALUE! |  | 15 | 25 | 15 | 480 | 13.1489 | #N/A | #VALUE! | 455.408 | #VALUE! | #N/A | #VALUE! | #N/A
13.1763 | 1000 | 1000 | 999 | Default | #VALUE! | 1.5 | 12 | #N/A | #VALUE! | #N/A | 6.4871 | #N/A | #N/A | #N/A | #VALUE! |  | 15 | 25 | 15 | 481 | 13.1763 | #N/A | #VALUE! | 456.3567 | #VALUE! | #N/A | #VALUE! | #N/A
13.2037 | 1000 | 1000 | 999 | Default | #VALUE! | 1.5 | 12 | #N/A | #VALUE! | #N/A | 6.4871 | #N/A | #N/A | #N/A | #VALUE! |  | 15 | 25 | 15 | 482 | 13.2037 | #N/A | #VALUE! | 457.3055 | #VALUE! | #N/A | #VALUE! | #N/A
13.2311 | 1000 | 1000 | 999 | Default | #VALUE! | 1.5 | 12 | #N/A | #VALUE! | #N/A | 6.4871 | #N/A | #N/A | #N/A | #VALUE! |  | 15 | 25 | 15 | 483 | 13.2311 | #N/A | #VALUE! | 458.2543 | #VALUE! | #N/A | #VALUE! | #N/A
13.2585 | 1000 | 1000 | 999 | Default | #VALUE! | 1.5 | 12 | #N/A | #VALUE! | #N/A | 6.4871 | #N/A | #N/A | #N/A | #VALUE! |  | 15 | 25 | 15 | 484 | 13.2585 | #N/A | #VALUE! | 459.203 | #VALUE! | #N/A | #VALUE! | #N/A
13.2859 | 1000 | 1000 | 999 | Default | #VALUE! | 1.5 | 12 | #N/A | #VALUE! | #N/A | 6.4871 | #N/A | #N/A | #N/A | #VALUE! |  | 15 | 25 | 15 | 485 | 13.2859 | #N/A | #VALUE! | 460.1518 | #VALUE! | #N/A | #VALUE! | #N/A
13.3132 | 1000 | 1000 | 999 | Default | #VALUE! | 1.5 | 12 | #N/A | #VALUE! | #N/A | 6.4871 | #N/A | #N/A | #N/A | #VALUE! |  | 15 | 25 | 15 | 486 | 13.3132 | #N/A | #VALUE! | 461.1006 | #VALUE! | #N/A | #VALUE! | #N/A
13.3406 | 1000 | 1000 | 999 | Default | #VALUE! | 1.5 | 12 | #N/A | #VALUE! | #N/A | 6.4871 | #N/A | #N/A | #N/A | #VALUE! |  | 15 | 25 | 15 | 487 | 13.3406 | #N/A | #VALUE! | 462.0493 | #VALUE! | #N/A | #VALUE! | #N/A
13.368 | 1000 | 1000 | 999 | Default | #VALUE! | 1.5 | 12 | #N/A | #VALUE! | #N/A | 6.4871 | #N/A | #N/A | #N/A | #VALUE! |  | 15 | 25 | 15 | 488 | 13.368 | #N/A | #VALUE! | 462.9981 | #VALUE! | #N/A | #VALUE! | #N/A
13.3954 | 1000 | 1000 | 999 | Default | #VALUE! | 1.5 | 12 | #N/A | #VALUE! | #N/A | 6.4871 | #N/A | #N/A | #N/A | #VALUE! |  | 15 | 25 | 15 | 489 | 13.3954 | #N/A | #VALUE! | 463.9469 | #VALUE! | #N/A | #VALUE! | #N/A
13.4228 | 1000 | 1000 | 999 | Default | #VALUE! | 1.5 | 12 | #N/A | #VALUE! | #N/A | 6.4871 | #N/A | #N/A | #N/A | #VALUE! |  | 15 | 25 | 15 | 490 | 13.4228 | #N/A | #VALUE! | 464.8956 | #VALUE! | #N/A | #VALUE! | #N/A
13.4502 | 1000 | 1000 | 999 | Default | #VALUE! | 1.5 | 12 | #N/A | #VALUE! | #N/A | 6.4871 | #N/A | #N/A | #N/A | #VALUE! |  | 15 | 25 | 15 | 491 | 13.4502 | #N/A | #VALUE! | 465.8444 | #VALUE! | #N/A | #VALUE! | #N/A
13.4776 | 1000 | 1000 | 999 | Default | #VALUE! | 1.5 | 12 | #N/A | #VALUE! | #N/A | 6.4871 | #N/A | #N/A | #N/A | #VALUE! |  | 15 | 25 | 15 | 492 | 13.4776 | #N/A | #VALUE! | 466.7932 | #VALUE! | #N/A | #VALUE! | #N/A
13.505 | 1000 | 1000 | 999 | Default | #VALUE! | 1.5 | 12 | #N/A | #VALUE! | #N/A | 6.4871 | #N/A | #N/A | #N/A | #VALUE! |  | 15 | 25 | 15 | 493 | 13.505 | #N/A | #VALUE! | 467.7419 | #VALUE! | #N/A | #VALUE! | #N/A
13.5324 | 1000 | 1000 | 999 | Default | #VALUE! | 1.5 | 12 | #N/A | #VALUE! | #N/A | 6.4871 | #N/A | #N/A | #N/A | #VALUE! |  | 15 | 25 | 15 | 494 | 13.5324 | #N/A | #VALUE! | 468.6907 | #VALUE! | #N/A | #VALUE! | #N/A
13.5598 | 1000 | 1000 | 999 | Default | #VALUE! | 1.5 | 12 | #N/A | #VALUE! | #N/A | 6.4871 | #N/A | #N/A | #N/A | #VALUE! |  | 15 | 25 | 15 | 495 | 13.5598 | #N/A | #VALUE! | 469.6395 | #VALUE! | #N/A | #VALUE! | #N/A
13.5872 | 1000 | 1000 | 999 | Default | #VALUE! | 1.5 | 12 | #N/A | #VALUE! | #N/A | 6.4871 | #N/A | #N/A | #N/A | #VALUE! |  | 15 | 25 | 15 | 496 | 13.5872 | #N/A | #VALUE! | 470.5882 | #VALUE! | #N/A | #VALUE! | #N/A
13.6146 | 1000 | 1000 | 999 | Default | #VALUE! | 1.5 | 12 | #N/A | #VALUE! | #N/A | 6.4871 | #N/A | #N/A | #N/A | #VALUE! |  | 15 | 25 | 15 | 497 | 13.6146 | #N/A | #VALUE! | 471.537 | #VALUE! | #N/A | #VALUE! | #N/A
13.642 | 1000 | 1000 | 999 | Default | #VALUE! | 1.5 | 12 | #N/A | #VALUE! | #N/A | 6.4871 | #N/A | #N/A | #N/A | #VALUE! |  | 15 | 25 | 15 | 498 | 13.642 | #N/A | #VALUE! | 472.4858 | #VALUE! | #N/A | #VALUE! | #N/A
13.6694 | 1000 | 1000 | 999 | Default | #VALUE! | 1.5 | 12 | #N/A | #VALUE! | #N/A | 6.4871 | #N/A | #N/A | #N/A | #VALUE! |  | 15 | 25 | 15 | 499 | 13.6694 | #N/A | #VALUE! | 473.4345 | #VALUE! | #N/A | #VALUE! | #N/A
13.6968 | 1000 | 1000 | 999 | Default | #VALUE! | 1.5 | 12 | #N/A | #VALUE! | #N/A | 6.4871 | #N/A | #N/A | #N/A | #VALUE! |  | 15 | 25 | 15 | 500 | 13.6968 | #N/A | #VALUE! | 474.3833 | #VALUE! | #N/A | #VALUE! | #N/A
13.7241 | 1000 | 1000 | 999 | Default | #VALUE! | 1.5 | 12 | #N/A | #VALUE! | #N/A | 6.4871 | #N/A | #N/A | #N/A | #VALUE! |  | 15 | 25 | 15 | 501 | 13.7241 | #N/A | #VALUE! | 475.3321 | #VALUE! | #N/A | #VALUE! | #N/A
13.7515 | 1000 | 1000 | 999 | Default | #VALUE! | 1.5 | 12 | #N/A | #VALUE! | #N/A | 6.4871 | #N/A | #N/A | #N/A | #VALUE! |  | 15 | 25 | 15 | 502 | 13.7515 | #N/A | #VALUE! | 476.2808 | #VALUE! | #N/A | #VALUE! | #N/A
13.7789 | 1000 | 1000 | 999 | Default | #VALUE! | 1.5 | 12 | #N/A | #VALUE! | #N/A | 6.4871 | #N/A | #N/A | #N/A | #VALUE! |  | 15 | 25 | 15 | 503 | 13.7789 | #N/A | #VALUE! | 477.2296 | #VALUE! | #N/A | #VALUE! | #N/A
13.8063 | 1000 | 1000 | 999 | Default | #VALUE! | 1.5 | 12 | #N/A | #VALUE! | #N/A | 6.4871 | #N/A | #N/A | #N/A | #VALUE! |  | 15 | 25 | 15 | 504 | 13.8063 | #N/A | #VALUE! | 478.1784 | #VALUE! | #N/A | #VALUE! | #N/A
13.8337 | 1000 | 1000 | 999 | Default | #VALUE! | 1.5 | 12 | #N/A | #VALUE! | #N/A | 6.4871 | #N/A | #N/A | #N/A | #VALUE! |  | 15 | 25 | 15 | 505 | 13.8337 | #N/A | #VALUE! | 479.1271 | #VALUE! | #N/A | #VALUE! | #N/A
13.8611 | 1000 | 1000 | 999 | Default | #VALUE! | 1.5 | 12 | #N/A | #VALUE! | #N/A | 6.4871 | #N/A | #N/A | #N/A | #VALUE! |  | 15 | 25 | 15 | 506 | 13.8611 | #N/A | #VALUE! | 480.0759 | #VALUE! | #N/A | #VALUE! | #N/A
13.8885 | 1000 | 1000 | 999 | Default | #VALUE! | 1.5 | 12 | #N/A | #VALUE! | #N/A | 6.4871 | #N/A | #N/A | #N/A | #VALUE! |  | 15 | 25 | 15 | 507 | 13.8885 | #N/A | #VALUE! | 481.0247 | #VALUE! | #N/A | #VALUE! | #N/A
13.9159 | 1000 | 1000 | 999 | Default | #VALUE! | 1.5 | 12 | #N/A | #VALUE! | #N/A | 6.4871 | #N/A | #N/A | #N/A | #VALUE! |  | 15 | 25 | 15 | 508 | 13.9159 | #N/A | #VALUE! | 481.9734 | #VALUE! | #N/A | #VALUE! | #N/A
13.9433 | 1000 | 1000 | 999 | Default | #VALUE! | 1.5 | 12 | #N/A | #VALUE! | #N/A | 6.4871 | #N/A | #N/A | #N/A | #VALUE! |  | 15 | 25 | 15 | 509 | 13.9433 | #N/A | #VALUE! | 482.9222 | #VALUE! | #N/A | #VALUE! | #N/A
13.9707 | 1000 | 1000 | 999 | Default | #VALUE! | 1.5 | 12 | #N/A | #VALUE! | #N/A | 6.4871 | #N/A | #N/A | #N/A | #VALUE! |  | 15 | 25 | 15 | 510 | 13.9707 | #N/A | #VALUE! | 483.871 | #VALUE! | #N/A | #VALUE! | #N/A
13.9981 | 1000 | 1000 | 999 | Default | #VALUE! | 1.5 | 12 | #N/A | #VALUE! | #N/A | 6.4871 | #N/A | #N/A | #N/A | #VALUE! |  | 15 | 25 | 15 | 511 | 13.9981 | #N/A | #VALUE! | 484.8197 | #VALUE! | #N/A | #VALUE! | #N/A
14.0255 | 1000 | 1000 | 999 | Default | #VALUE! | 1.5 | 12 | #N/A | #VALUE! | #N/A | 6.6493 | #N/A | #N/A | #N/A | #VALUE! |  | 15 | 25 | 15 | 512 | 14.0255 | #N/A | #VALUE! | 485.7685 | #VALUE! | #N/A | #VALUE! | #N/A
14.0529 | 1000 | 1000 | 999 | Default | #VALUE! | 1.5 | 12 | #N/A | #VALUE! | #N/A | 6.6493 | #N/A | #N/A | #N/A | #VALUE! |  | 15 | 25 | 15 | 513 | 14.0529 | #N/A | #VALUE! | 486.7173 | #VALUE! | #N/A | #VALUE! | #N/A
14.0803 | 1000 | 1000 | 999 | Default | #VALUE! | 1.5 | 12 | #N/A | #VALUE! | #N/A | 6.6493 | #N/A | #N/A | #N/A | #VALUE! |  | 15 | 25 | 15 | 514 | 14.0803 | #N/A | #VALUE! | 487.666 | #VALUE! | #N/A | #VALUE! | #N/A
14.1077 | 1000 | 1000 | 999 | Default | #VALUE! | 1.5 | 12 | #N/A | #VALUE! | #N/A | 6.6493 | #N/A | #N/A | #N/A | #VALUE! |  | 15 | 25 | 15 | 515 | 14.1077 | #N/A | #VALUE! | 488.6148 | #VALUE! | #N/A | #VALUE! | #N/A
14.135 | 1000 | 1000 | 999 | Default | #VALUE! | 1.5 | 12 | #N/A | #VALUE! | #N/A | 6.6493 | #N/A | #N/A | #N/A | #VALUE! |  | 15 | 25 | 15 | 516 | 14.135 | #N/A | #VALUE! | 489.5636 | #VALUE! | #N/A | #VALUE! | #N/A
14.1624 | 1000 | 1000 | 999 | Default | #VALUE! | 1.5 | 12 | #N/A | #VALUE! | #N/A | 6.6493 | #N/A | #N/A | #N/A | #VALUE! |  | 15 | 25 | 15 | 517 | 14.1624 | #N/A | #VALUE! | 490.5123 | #VALUE! | #N/A | #VALUE! | #N/A
14.1898 | 1000 | 1000 | 999 | Default | #VALUE! | 1.5 | 12 | #N/A | #VALUE! | #N/A | 6.6493 | #N/A | #N/A | #N/A | #VALUE! |  | 15 | 25 | 15 | 518 | 14.1898 | #N/A | #VALUE! | 491.4611 | #VALUE! | #N/A | #VALUE! | #N/A
14.2172 | 1000 | 1000 | 999 | Default | #VALUE! | 1.5 | 12 | #N/A | #VALUE! | #N/A | 6.6493 | #N/A | #N/A | #N/A | #VALUE! |  | 15 | 25 | 15 | 519 | 14.2172 | #N/A | #VALUE! | 492.4099 | #VALUE! | #N/A | #VALUE! | #N/A
14.2446 | 1000 | 1000 | 999 | Default | #VALUE! | 1.5 | 12 | #N/A | #VALUE! | #N/A | 6.6493 | #N/A | #N/A | #N/A | #VALUE! |  | 15 | 25 | 15 | 520 | 14.2446 | #N/A | #VALUE! | 493.3586 | #VALUE! | #N/A | #VALUE! | #N/A
14.272 | 1000 | 1000 | 999 | Default | #VALUE! | 1.5 | 12 | #N/A | #VALUE! | #N/A | 6.6493 | #N/A | #N/A | #N/A | #VALUE! |  | 15 | 25 | 15 | 521 | 14.272 | #N/A | #VALUE! | 494.3074 | #VALUE! | #N/A | #VALUE! | #N/A
14.2994 | 1000 | 1000 | 999 | Default | #VALUE! | 1.5 | 12 | #N/A | #VALUE! | #N/A | 6.6493 | #N/A | #N/A | #N/A | #VALUE! |  | 15 | 25 | 15 | 522 | 14.2994 | #N/A | #VALUE! | 495.2562 | #VALUE! | #N/A | #VALUE! | #N/A
14.3268 | 1000 | 1000 | 999 | Default | #VALUE! | 1.5 | 12 | #N/A | #VALUE! | #N/A | 6.6493 | #N/A | #N/A | #N/A | #VALUE! |  | 15 | 25 | 15 | 523 | 14.3268 | #N/A | #VALUE! | 496.2049 | #VALUE! | #N/A | #VALUE! | #N/A
14.3542 | 1000 | 1000 | 999 | Default | #VALUE! | 1.5 | 12 | #N/A | #VALUE! | #N/A | 6.6493 | #N/A | #N/A | #N/A | #VALUE! |  | 15 | 25 | 15 | 524 | 14.3542 | #N/A | #VALUE! | 497.1537 | #VALUE! | #N/A | #VALUE! | #N/A
14.3816 | 1000 | 1000 | 999 | Default | #VALUE! | 1.5 | 12 | #N/A | #VALUE! | #N/A | 6.6493 | #N/A | #N/A | #N/A | #VALUE! |  | 15 | 25 | 15 | 525 | 14.3816 | #N/A | #VALUE! | 498.1025 | #VALUE! | #N/A | #VALUE! | #N/A
14.409 | 1000 | 1000 | 999 | Default | #VALUE! | 1.5 | 12 | #N/A | #VALUE! | #N/A | 6.6493 | #N/A | #N/A | #N/A | #VALUE! |  | 15 | 25 | 15 | 526 | 14.409 | #N/A | #VALUE! | 499.0512 | #VALUE! | #N/A | #VALUE! | #N/A
14.4364 | 1000 | 1000 | 999 | Default | #VALUE! | 1.5 | 12 | #N/A | #VALUE! | #N/A | 6.6493 | #N/A | #N/A | #N/A | #VALUE! |  | 15 | 25 | 15 | 527 | 14.4364 | #N/A | #VALUE! | 500 | #VALUE! | #N/A | #VALUE! | #N/A
14.4638 | 1000 | 1000 | 999 | Default | #VALUE! | 1.5 | 12 | #N/A | #VALUE! | #N/A | 6.6493 | #N/A | #N/A | #N/A | #VALUE! |  | 15 | 25 | 15 | 528 | 14.4638 | #N/A | #VALUE! | 500.9488 | #VALUE! | #N/A | #VALUE! | #N/A
14.4912 | 1000 | 1000 | 999 | Default | #VALUE! | 1.5 | 12 | #N/A | #VALUE! | #N/A | 6.6493 | #N/A | #N/A | #N/A | #VALUE! |  | 15 | 25 | 15 | 529 | 14.4912 | #N/A | #VALUE! | 501.8975 | #VALUE! | #N/A | #VALUE! | #N/A
14.5186 | 1000 | 1000 | 999 | Default | #VALUE! | 1.5 | 12 | #N/A | #VALUE! | #N/A | 6.6493 | #N/A | #N/A | #N/A | #VALUE! |  | 15 | 25 | 15 | 530 | 14.5186 | #N/A | #VALUE! | 502.8463 | #VALUE! | #N/A | #VALUE! | #N/A
14.546 | 1000 | 1000 | 999 | Default | #VALUE! | 1.5 | 12 | #N/A | #VALUE! | #N/A | 6.6493 | #N/A | #N/A | #N/A | #VALUE! |  | 15 | 25 | 15 | 531 | 14.546 | #N/A | #VALUE! | 503.7951 | #VALUE! | #N/A | #VALUE! | #N/A
14.5733 | 1000 | 1000 | 999 | Default | #VALUE! | 1.5 | 12 | #N/A | #VALUE! | #N/A | 6.6493 | #N/A | #N/A | #N/A | #VALUE! |  | 15 | 25 | 15 | 532 | 14.5733 | #N/A | #VALUE! | 504.7438 | #VALUE! | #N/A | #VALUE! | #N/A
14.6007 | 1000 | 1000 | 999 | Default | #VALUE! | 1.5 | 12 | #N/A | #VALUE! | #N/A | 6.6493 | #N/A | #N/A | #N/A | #VALUE! |  | 15 | 25 | 15 | 533 | 14.6007 | #N/A | #VALUE! | 505.6926 | #VALUE! | #N/A | #VALUE! | #N/A
14.6281 | 1000 | 1000 | 999 | Default | #VALUE! | 1.5 | 12 | #N/A | #VALUE! | #N/A | 6.6493 | #N/A | #N/A | #N/A | #VALUE! |  | 15 | 25 | 15 | 534 | 14.6281 | #N/A | #VALUE! | 506.6414 | #VALUE! | #N/A | #VALUE! | #N/A
14.6555 | 1000 | 1000 | 999 | Default | #VALUE! | 1.5 | 12 | #N/A | #VALUE! | #N/A | 6.6493 | #N/A | #N/A | #N/A | #VALUE! |  | 15 | 25 | 15 | 535 | 14.6555 | #N/A | #VALUE! | 507.5901 | #VALUE! | #N/A | #VALUE! | #N/A
14.6829 | 1000 | 1000 | 999 | Default | #VALUE! | 1.5 | 12 | #N/A | #VALUE! | #N/A | 6.6493 | #N/A | #N/A | #N/A | #VALUE! |  | 15 | 25 | 15 | 536 | 14.6829 | #N/A | #VALUE! | 508.5389 | #VALUE! | #N/A | #VALUE! | #N/A
14.7103 | 1000 | 1000 | 999 | Default | #VALUE! | 1.5 | 12 | #N/A | #VALUE! | #N/A | 6.6493 | #N/A | #N/A | #N/A | #VALUE! |  | 15 | 25 | 15 | 537 | 14.7103 | #N/A | #VALUE! | 509.4877 | #VALUE! | #N/A | #VALUE! | #N/A
14.7377 | 1000 | 1000 | 999 | Default | #VALUE! | 1.5 | 12 | #N/A | #VALUE! | #N/A | 6.6493 | #N/A | #N/A | #N/A | #VALUE! |  | 15 | 25 | 15 | 538 | 14.7377 | #N/A | #VALUE! | 510.4364 | #VALUE! | #N/A | #VALUE! | #N/A
14.7651 | 1000 | 1000 | 999 | Default | #VALUE! | 1.5 | 12 | #N/A | #VALUE! | #N/A | 6.6493 | #N/A | #N/A | #N/A | #VALUE! |  | 15 | 25 | 15 | 539 | 14.7651 | #N/A | #VALUE! | 511.3852 | #VALUE! | #N/A | #VALUE! | #N/A
14.7925 | 1000 | 1000 | 999 | Default | #VALUE! | 1.5 | 12 | #N/A | #VALUE! | #N/A | 6.6493 | #N/A | #N/A | #N/A | #VALUE! |  | 15 | 25 | 15 | 540 | 14.7925 | #N/A | #VALUE! | 512.334 | #VALUE! | #N/A | #VALUE! | #N/A
14.8199 | 1000 | 1000 | 999 | Default | #VALUE! | 1.5 | 12 | #N/A | #VALUE! | #N/A | 6.6493 | #N/A | #N/A | #N/A | #VALUE! |  | 15 | 25 | 15 | 541 | 14.8199 | #N/A | #VALUE! | 513.2827 | #VALUE! | #N/A | #VALUE! | #N/A
14.8473 | 1000 | 1000 | 999 | Default | #VALUE! | 1.5 | 12 | #N/A | #VALUE! | #N/A | 6.6493 | #N/A | #N/A | #N/A | #VALUE! |  | 15 | 25 | 15 | 542 | 14.8473 | #N/A | #VALUE! | 514.2315 | #VALUE! | #N/A | #VALUE! | #N/A
14.8747 | 1000 | 1000 | 999 | Default | #VALUE! | 1.5 | 12 | #N/A | #VALUE! | #N/A | 6.6493 | #N/A | #N/A | #N/A | #VALUE! |  | 15 | 25 | 15 | 543 | 14.8747 | #N/A | #VALUE! | 515.1803 | #VALUE! | #N/A | #VALUE! | #N/A
14.9021 | 1000 | 1000 | 999 | Default | #VALUE! | 1.5 | 12 | #N/A | #VALUE! | #N/A | 6.6493 | #N/A | #N/A | #N/A | #VALUE! |  | 15 | 25 | 15 | 544 | 14.9021 | #N/A | #VALUE! | 516.129 | #VALUE! | #N/A | #VALUE! | #N/A
14.9295 | 1000 | 1000 | 999 | Default | #VALUE! | 1.5 | 12 | #N/A | #VALUE! | #N/A | 6.6493 | #N/A | #N/A | #N/A | #VALUE! |  | 15 | 25 | 15 | 545 | 14.9295 | #N/A | #VALUE! | 517.0778 | #VALUE! | #N/A | #VALUE! | #N/A
14.9569 | 1000 | 1000 | 999 | Default | #VALUE! | 1.5 | 12 | #N/A | #VALUE! | #N/A | 6.6493 | #N/A | #N/A | #N/A | #VALUE! |  | 15 | 25 | 15 | 546 | 14.9569 | #N/A | #VALUE! | 518.0266 | #VALUE! | #N/A | #VALUE! | #N/A
14.9842 | 1000 | 1000 | 999 | Default | #VALUE! | 1.5 | 12 | #N/A | #VALUE! | #N/A | 6.6493 | #N/A | #N/A | #N/A | #VALUE! |  | 15 | 25 | 15 | 547 | 14.9842 | #N/A | #VALUE! | 518.9753 | #VALUE! | #N/A | #VALUE! | #N/A
15.0116 | 1000 | 1000 | 999 | Default | #VALUE! | 1.5 | 12 | #N/A | #VALUE! | #N/A | 6.8155 | #N/A | #N/A | #N/A | #VALUE! |  | 15 | 25 | 15 | 548 | 15.0116 | #N/A | #VALUE! | 519.9241 | #VALUE! | #N/A | #VALUE! | #N/A
15.039 | 1000 | 1000 | 999 | Default | #VALUE! | 1.5 | 12 | #N/A | #VALUE! | #N/A | 6.8155 | #N/A | #N/A | #N/A | #VALUE! |  | 15 | 25 | 15 | 549 | 15.039 | #N/A | #VALUE! | 520.8729 | #VALUE! | #N/A | #VALUE! | #N/A
15.0664 | 1000 | 1000 | 999 | Default | #VALUE! | 1.5 | 12 | #N/A | #VALUE! | #N/A | 6.8155 | #N/A | #N/A | #N/A | #VALUE! |  | 15 | 25 | 15 | 550 | 15.0664 | #N/A | #VALUE! | 521.8216 | #VALUE! | #N/A | #VALUE! | #N/A
15.0938 | 1000 | 1000 | 999 | Default | #VALUE! | 1.5 | 12 | #N/A | #VALUE! | #N/A | 6.8155 | #N/A | #N/A | #N/A | #VALUE! |  | 15 | 25 | 15 | 551 | 15.0938 | #N/A | #VALUE! | 522.7704 | #VALUE! | #N/A | #VALUE! | #N/A
15.1212 | 1000 | 1000 | 999 | Default | #VALUE! | 1.5 | 12 | #N/A | #VALUE! | #N/A | 6.8155 | #N/A | #N/A | #N/A | #VALUE! |  | 15 | 25 | 15 | 552 | 15.1212 | #N/A | #VALUE! | 523.7192 | #VALUE! | #N/A | #VALUE! | #N/A
15.1486 | 1000 | 1000 | 999 | Default | #VALUE! | 1.5 | 12 | #N/A | #VALUE! | #N/A | 6.8155 | #N/A | #N/A | #N/A | #VALUE! |  | 15 | 25 | 15 | 553 | 15.1486 | #N/A | #VALUE! | 524.6679 | #VALUE! | #N/A | #VALUE! | #N/A
15.176 | 1000 | 1000 | 999 | Default | #VALUE! | 1.5 | 12 | #N/A | #VALUE! | #N/A | 6.8155 | #N/A | #N/A | #N/A | #VALUE! |  | 15 | 25 | 15 | 554 | 15.176 | #N/A | #VALUE! | 525.6167 | #VALUE! | #N/A | #VALUE! | #N/A
15.2034 | 1000 | 1000 | 999 | Default | #VALUE! | 1.5 | 12 | #N/A | #VALUE! | #N/A | 6.8155 | #N/A | #N/A | #N/A | #VALUE! |  | 15 | 25 | 15 | 555 | 15.2034 | #N/A | #VALUE! | 526.5655 | #VALUE! | #N/A | #VALUE! | #N/A
15.2308 | 1000 | 1000 | 999 | Default | #VALUE! | 1.5 | 12 | #N/A | #VALUE! | #N/A | 6.8155 | #N/A | #N/A | #N/A | #VALUE! |  | 15 | 25 | 15 | 556 | 15.2308 | #N/A | #VALUE! | 527.5142 | #VALUE! | #N/A | #VALUE! | #N/A
15.2582 | 1000 | 1000 | 999 | Default | #VALUE! | 1.5 | 12 | #N/A | #VALUE! | #N/A | 6.8155 | #N/A | #N/A | #N/A | #VALUE! |  | 15 | 25 | 15 | 557 | 15.2582 | #N/A | #VALUE! | 528.463 | #VALUE! | #N/A | #VALUE! | #N/A
15.2856 | 1000 | 1000 | 999 | Default | #VALUE! | 1.5 | 12 | #N/A | #VALUE! | #N/A | 6.8155 | #N/A | #N/A | #N/A | #VALUE! |  | 15 | 25 | 15 | 558 | 15.2856 | #N/A | #VALUE! | 529.4118 | #VALUE! | #N/A | #VALUE! | #N/A
15.313 | 1000 | 1000 | 999 | Default | #VALUE! | 1.5 | 12 | #N/A | #VALUE! | #N/A | 6.8155 | #N/A | #N/A | #N/A | #VALUE! |  | 15 | 25 | 15 | 559 | 15.313 | #N/A | #VALUE! | 530.3605 | #VALUE! | #N/A | #VALUE! | #N/A
15.3404 | 1000 | 1000 | 999 | Default | #VALUE! | 1.5 | 12 | #N/A | #VALUE! | #N/A | 6.8155 | #N/A | #N/A | #N/A | #VALUE! |  | 15 | 25 | 15 | 560 | 15.3404 | #N/A | #VALUE! | 531.3093 | #VALUE! | #N/A | #VALUE! | #N/A
15.3678 | 1000 | 1000 | 999 | Default | #VALUE! | 1.5 | 12 | #N/A | #VALUE! | #N/A | 6.8155 | #N/A | #N/A | #N/A | #VALUE! |  | 15 | 25 | 15 | 561 | 15.3678 | #N/A | #VALUE! | 532.2581 | #VALUE! | #N/A | #VALUE! | #N/A
15.3952 | 1000 | 1000 | 999 | Default | #VALUE! | 1.5 | 12 | #N/A | #VALUE! | #N/A | 6.8155 | #N/A | #N/A | #N/A | #VALUE! |  | 15 | 25 | 15 | 562 | 15.3952 | #N/A | #VALUE! | 533.2068 | #VALUE! | #N/A | #VALUE! | #N/A
15.4225 | 1000 | 1000 | 999 | Default | #VALUE! | 1.5 | 12 | #N/A | #VALUE! | #N/A | 6.8155 | #N/A | #N/A | #N/A | #VALUE! |  | 15 | 25 | 15 | 563 | 15.4225 | #N/A | #VALUE! | 534.1556 | #VALUE! | #N/A | #VALUE! | #N/A
15.4499 | 1000 | 1000 | 999 | Default | #VALUE! | 1.5 | 12 | #N/A | #VALUE! | #N/A | 6.8155 | #N/A | #N/A | #N/A | #VALUE! |  | 15 | 25 | 15 | 564 | 15.4499 | #N/A | #VALUE! | 535.1044 | #VALUE! | #N/A | #VALUE! | #N/A
15.4773 | 1000 | 1000 | 999 | Default | #VALUE! | 1.5 | 12 | #N/A | #VALUE! | #N/A | 6.8155 | #N/A | #N/A | #N/A | #VALUE! |  | 15 | 25 | 15 | 565 | 15.4773 | #N/A | #VALUE! | 536.0531 | #VALUE! | #N/A | #VALUE! | #N/A
15.5047 | 1000 | 1000 | 999 | Default | #VALUE! | 1.5 | 12 | #N/A | #VALUE! | #N/A | 6.8155 | #N/A | #N/A | #N/A | #VALUE! |  | 15 | 25 | 15 | 566 | 15.5047 | #N/A | #VALUE! | 537.0019 | #VALUE! | #N/A | #VALUE! | #N/A
15.5321 | 1000 | 1000 | 999 | Default | #VALUE! | 1.5 | 12 | #N/A | #VALUE! | #N/A | 6.8155 | #N/A | #N/A | #N/A | #VALUE! |  | 15 | 25 | 15 | 567 | 15.5321 | #N/A | #VALUE! | 537.9507 | #VALUE! | #N/A | #VALUE! | #N/A
15.5595 | 1000 | 1000 | 999 | Default | #VALUE! | 1.5 | 12 | #N/A | #VALUE! | #N/A | 6.8155 | #N/A | #N/A | #N/A | #VALUE! |  | 15 | 25 | 15 | 568 | 15.5595 | #N/A | #VALUE! | 538.8994 | #VALUE! | #N/A | #VALUE! | #N/A
15.5869 | 1000 | 1000 | 999 | Default | #VALUE! | 1.5 | 12 | #N/A | #VALUE! | #N/A | 6.8155 | #N/A | #N/A | #N/A | #VALUE! |  | 15 | 25 | 15 | 569 | 15.5869 | #N/A | #VALUE! | 539.8482 | #VALUE! | #N/A | #VALUE! | #N/A
15.6143 | 1000 | 1000 | 999 | Default | #VALUE! | 1.5 | 12 | #N/A | #VALUE! | #N/A | 6.8155 | #N/A | #N/A | #N/A | #VALUE! |  | 15 | 25 | 15 | 570 | 15.6143 | #N/A | #VALUE! | 540.797 | #VALUE! | #N/A | #VALUE! | #N/A
15.6417 | 1000 | 1000 | 999 | Default | #VALUE! | 1.5 | 12 | #N/A | #VALUE! | #N/A | 6.8155 | #N/A | #N/A | #N/A | #VALUE! |  | 15 | 25 | 15 | 571 | 15.6417 | #N/A | #VALUE! | 541.7457 | #VALUE! | #N/A | #VALUE! | #N/A
15.6691 | 1000 | 1000 | 999 | Default | #VALUE! | 1.5 | 12 | #N/A | #VALUE! | #N/A | 6.8155 | #N/A | #N/A | #N/A | #VALUE! |  | 15 | 25 | 15 | 572 | 15.6691 | #N/A | #VALUE! | 542.6945 | #VALUE! | #N/A | #VALUE! | #N/A
15.6965 | 1000 | 1000 | 999 | Default | #VALUE! | 1.5 | 12 | #N/A | #VALUE! | #N/A | 6.8155 | #N/A | #N/A | #N/A | #VALUE! |  | 15 | 25 | 15 | 573 | 15.6965 | #N/A | #VALUE! | 543.6433 | #VALUE! | #N/A | #VALUE! | #N/A
15.7239 | 1000 | 1000 | 999 | Default | #VALUE! | 1.5 | 12 | #N/A | #VALUE! | #N/A | 6.8155 | #N/A | #N/A | #N/A | #VALUE! |  | 15 | 25 | 15 | 574 | 15.7239 | #N/A | #VALUE! | 544.592 | #VALUE! | #N/A | #VALUE! | #N/A
15.7513 | 1000 | 1000 | 999 | Default | #VALUE! | 1.5 | 12 | #N/A | #VALUE! | #N/A | 6.8155 | #N/A | #N/A | #N/A | #VALUE! |  | 15 | 25 | 15 | 575 | 15.7513 | #N/A | #VALUE! | 545.5408 | #VALUE! | #N/A | #VALUE! | #N/A
15.7787 | 1000 | 1000 | 999 | Default | #VALUE! | 1.5 | 12 | #N/A | #VALUE! | #N/A | 6.8155 | #N/A | #N/A | #N/A | #VALUE! |  | 15 | 25 | 15 | 576 | 15.7787 | #N/A | #VALUE! | 546.4896 | #VALUE! | #N/A | #VALUE! | #N/A
15.8061 | 1000 | 1000 | 999 | Default | #VALUE! | 1.5 | 12 | #N/A | #VALUE! | #N/A | 6.8155 | #N/A | #N/A | #N/A | #VALUE! |  | 15 | 25 | 15 | 577 | 15.8061 | #N/A | #VALUE! | 547.4383 | #VALUE! | #N/A | #VALUE! | #N/A
15.8334 | 1000 | 1000 | 999 | Default | #VALUE! | 1.5 | 12 | #N/A | #VALUE! | #N/A | 6.8155 | #N/A | #N/A | #N/A | #VALUE! |  | 15 | 25 | 15 | 578 | 15.8334 | #N/A | #VALUE! | 548.3871 | #VALUE! | #N/A | #VALUE! | #N/A
15.8608 | 1000 | 1000 | 999 | Default | #VALUE! | 1.5 | 12 | #N/A | #VALUE! | #N/A | 6.8155 | #N/A | #N/A | #N/A | #VALUE! |  | 15 | 25 | 15 | 579 | 15.8608 | #N/A | #VALUE! | 549.3359 | #VALUE! | #N/A | #VALUE! | #N/A
15.8882 | 1000 | 1000 | 999 | Default | #VALUE! | 1.5 | 12 | #N/A | #VALUE! | #N/A | 6.8155 | #N/A | #N/A | #N/A | #VALUE! |  | 15 | 25 | 15 | 580 | 15.8882 | #N/A | #VALUE! | 550.2846 | #VALUE! | #N/A | #VALUE! | #N/A
15.9156 | 1000 | 1000 | 999 | Default | #VALUE! | 1.5 | 12 | #N/A | #VALUE! | #N/A | 6.8155 | #N/A | #N/A | #N/A | #VALUE! |  | 15 | 25 | 15 | 581 | 15.9156 | #N/A | #VALUE! | 551.2334 | #VALUE! | #N/A | #VALUE! | #N/A
15.943 | 1000 | 1000 | 999 | Default | #VALUE! | 1.5 | 12 | #N/A | #VALUE! | #N/A | 6.8155 | #N/A | #N/A | #N/A | #VALUE! |  | 15 | 25 | 15 | 582 | 15.943 | #N/A | #VALUE! | 552.1822 | #VALUE! | #N/A | #VALUE! | #N/A
15.9704 | 1000 | 1000 | 999 | Default | #VALUE! | 1.5 | 12 | #N/A | #VALUE! | #N/A | 6.8155 | #N/A | #N/A | #N/A | #VALUE! |  | 15 | 25 | 15 | 583 | 15.9704 | #N/A | #VALUE! | 553.1309 | #VALUE! | #N/A | #VALUE! | #N/A
15.9978 | 1000 | 1000 | 999 | Default | #VALUE! | 1.5 | 12 | #N/A | #VALUE! | #N/A | 6.8155 | #N/A | #N/A | #N/A | #VALUE! |  | 15 | 25 | 15 | 584 | 15.9978 | #N/A | #VALUE! | 554.0797 | #VALUE! | #N/A | #VALUE! | #N/A
16.0252 | 1000 | 1000 | 999 | Default | #VALUE! | 1.5 | 12 | #N/A | #VALUE! | #N/A | 6.9859 | #N/A | #N/A | #N/A | #VALUE! |  | 15 | 25 | 15 | 585 | 16.0252 | #N/A | #VALUE! | 555.0285 | #VALUE! | #N/A | #VALUE! | #N/A
16.0526 | 1000 | 1000 | 999 | Default | #VALUE! | 1.5 | 12 | #N/A | #VALUE! | #N/A | 6.9859 | #N/A | #N/A | #N/A | #VALUE! |  | 15 | 25 | 15 | 586 | 16.0526 | #N/A | #VALUE! | 555.9772 | #VALUE! | #N/A | #VALUE! | #N/A
16.08 | 1000 | 1000 | 999 | Default | #VALUE! | 1.5 | 12 | #N/A | #VALUE! | #N/A | 6.9859 | #N/A | #N/A | #N/A | #VALUE! |  | 15 | 25 | 15 | 587 | 16.08 | #N/A | #VALUE! | 556.926 | #VALUE! | #N/A | #VALUE! | #N/A
16.1074 | 1000 | 1000 | 999 | Default | #VALUE! | 1.5 | 12 | #N/A | #VALUE! | #N/A | 6.9859 | #N/A | #N/A | #N/A | #VALUE! |  | 15 | 25 | 15 | 588 | 16.1074 | #N/A | #VALUE! | 557.8748 | #VALUE! | #N/A | #VALUE! | #N/A
16.1348 | 1000 | 1000 | 999 | Default | #VALUE! | 1.5 | 12 | #N/A | #VALUE! | #N/A | 6.9859 | #N/A | #N/A | #N/A | #VALUE! |  | 15 | 25 | 15 | 589 | 16.1348 | #N/A | #VALUE! | 558.8235 | #VALUE! | #N/A | #VALUE! | #N/A
16.1622 | 1000 | 1000 | 999 | Default | #VALUE! | 1.5 | 12 | #N/A | #VALUE! | #N/A | 6.9859 | #N/A | #N/A | #N/A | #VALUE! |  | 15 | 25 | 15 | 590 | 16.1622 | #N/A | #VALUE! | 559.7723 | #VALUE! | #N/A | #VALUE! | #N/A
16.1896 | 1000 | 1000 | 999 | Default | #VALUE! | 1.5 | 12 | #N/A | #VALUE! | #N/A | 6.9859 | #N/A | #N/A | #N/A | #VALUE! |  | 15 | 25 | 15 | 591 | 16.1896 | #N/A | #VALUE! | 560.7211 | #VALUE! | #N/A | #VALUE! | #N/A
16.217 | 1000 | 1000 | 999 | Default | #VALUE! | 1.5 | 12 | #N/A | #VALUE! | #N/A | 6.9859 | #N/A | #N/A | #N/A | #VALUE! |  | 15 | 25 | 15 | 592 | 16.217 | #N/A | #VALUE! | 561.6698 | #VALUE! | #N/A | #VALUE! | #N/A
16.2444 | 1000 | 1000 | 999 | Default | #VALUE! | 1.5 | 12 | #N/A | #VALUE! | #N/A | 6.9859 | #N/A | #N/A | #N/A | #VALUE! |  | 15 | 25 | 15 | 593 | 16.2444 | #N/A | #VALUE! | 562.6186 | #VALUE! | #N/A | #VALUE! | #N/A
16.2717 | 1000 | 1000 | 999 | Default | #VALUE! | 1.5 | 12 | #N/A | #VALUE! | #N/A | 6.9859 | #N/A | #N/A | #N/A | #VALUE! |  | 15 | 25 | 15 | 594 | 16.2717 | #N/A | #VALUE! | 563.5674 | #VALUE! | #N/A | #VALUE! | #N/A
16.2991 | 1000 | 1000 | 999 | Default | #VALUE! | 1.5 | 12 | #N/A | #VALUE! | #N/A | 6.9859 | #N/A | #N/A | #N/A | #VALUE! |  | 15 | 25 | 15 | 595 | 16.2991 | #N/A | #VALUE! | 564.5161 | #VALUE! | #N/A | #VALUE! | #N/A
16.3265 | 1000 | 1000 | 999 | Default | #VALUE! | 1.5 | 12 | #N/A | #VALUE! | #N/A | 6.9859 | #N/A | #N/A | #N/A | #VALUE! |  | 15 | 25 | 15 | 596 | 16.3265 | #N/A | #VALUE! | 565.4649 | #VALUE! | #N/A | #VALUE! | #N/A
16.3539 | 1000 | 1000 | 999 | Default | #VALUE! | 1.5 | 12 | #N/A | #VALUE! | #N/A | 6.9859 | #N/A | #N/A | #N/A | #VALUE! |  | 15 | 25 | 15 | 597 | 16.3539 | #N/A | #VALUE! | 566.4137 | #VALUE! | #N/A | #VALUE! | #N/A
16.3813 | 1000 | 1000 | 999 | Default | #VALUE! | 1.5 | 12 | #N/A | #VALUE! | #N/A | 6.9859 | #N/A | #N/A | #N/A | #VALUE! |  | 15 | 25 | 15 | 598 | 16.3813 | #N/A | #VALUE! | 567.3624 | #VALUE! | #N/A | #VALUE! | #N/A
16.4087 | 1000 | 1000 | 999 | Default | #VALUE! | 1.5 | 12 | #N/A | #VALUE! | #N/A | 6.9859 | #N/A | #N/A | #N/A | #VALUE! |  | 15 | 25 | 15 | 599 | 16.4087 | #N/A | #VALUE! | 568.3112 | #VALUE! | #N/A | #VALUE! | #N/A
16.4361 | 1000 | 1000 | 999 | Default | #VALUE! | 1.5 | 12 | #N/A | #VALUE! | #N/A | 6.9859 | #N/A | #N/A | #N/A | #VALUE! |  | 15 | 25 | 15 | 600 | 16.4361 | #N/A | #VALUE! | 569.26 | #VALUE! | #N/A | #VALUE! | #N/A
16.4635 | 1000 | 1000 | 999 | Default | #VALUE! | 1.5 | 12 | #N/A | #VALUE! | #N/A | 6.9859 | #N/A | #N/A | #N/A | #VALUE! |  | 15 | 25 | 15 | 601 | 16.4635 | #N/A | #VALUE! | 570.2087 | #VALUE! | #N/A | #VALUE! | #N/A
16.4909 | 1000 | 1000 | 999 | Default | #VALUE! | 1.5 | 12 | #N/A | #VALUE! | #N/A | 6.9859 | #N/A | #N/A | #N/A | #VALUE! |  | 15 | 25 | 15 | 602 | 16.4909 | #N/A | #VALUE! | 571.1575 | #VALUE! | #N/A | #VALUE! | #N/A
16.5183 | 1000 | 1000 | 999 | Default | #VALUE! | 1.5 | 12 | #N/A | #VALUE! | #N/A | 6.9859 | #N/A | #N/A | #N/A | #VALUE! |  | 15 | 25 | 15 | 603 | 16.5183 | #N/A | #VALUE! | 572.1063 | #VALUE! | #N/A | #VALUE! | #N/A
16.5457 | 1000 | 1000 | 999 | Default | #VALUE! | 1.5 | 12 | #N/A | #VALUE! | #N/A | 6.9859 | #N/A | #N/A | #N/A | #VALUE! |  | 15 | 25 | 15 | 604 | 16.5457 | #N/A | #VALUE! | 573.055 | #VALUE! | #N/A | #VALUE! | #N/A
16.5731 | 1000 | 1000 | 999 | Default | #VALUE! | 1.5 | 12 | #N/A | #VALUE! | #N/A | 6.9859 | #N/A | #N/A | #N/A | #VALUE! |  | 15 | 25 | 15 | 605 | 16.5731 | #N/A | #VALUE! | 574.0038 | #VALUE! | #N/A | #VALUE! | #N/A
16.6005 | 1000 | 1000 | 999 | Default | #VALUE! | 1.5 | 12 | #N/A | #VALUE! | #N/A | 6.9859 | #N/A | #N/A | #N/A | #VALUE! |  | 15 | 25 | 15 | 606 | 16.6005 | #N/A | #VALUE! | 574.9526 | #VALUE! | #N/A | #VALUE! | #N/A
16.6279 | 1000 | 1000 | 999 | Default | #VALUE! | 1.5 | 12 | #N/A | #VALUE! | #N/A | 6.9859 | #N/A | #N/A | #N/A | #VALUE! |  | 15 | 25 | 15 | 607 | 16.6279 | #N/A | #VALUE! | 575.9013 | #VALUE! | #N/A | #VALUE! | #N/A
16.6553 | 1000 | 1000 | 999 | Default | #VALUE! | 1.5 | 12 | #N/A | #VALUE! | #N/A | 6.9859 | #N/A | #N/A | #N/A | #VALUE! |  | 15 | 25 | 15 | 608 | 16.6553 | #N/A | #VALUE! | 576.8501 | #VALUE! | #N/A | #VALUE! | #N/A
16.6826 | 1000 | 1000 | 999 | Default | #VALUE! | 1.5 | 12 | #N/A | #VALUE! | #N/A | 6.9859 | #N/A | #N/A | #N/A | #VALUE! |  | 15 | 25 | 15 | 609 | 16.6826 | #N/A | #VALUE! | 577.7989 | #VALUE! | #N/A | #VALUE! | #N/A
16.71 | 1000 | 1000 | 999 | Default | #VALUE! | 1.5 | 12 | #N/A | #VALUE! | #N/A | 6.9859 | #N/A | #N/A | #N/A | #VALUE! |  | 15 | 25 | 15 | 610 | 16.71 | #N/A | #VALUE! | 578.7476 | #VALUE! | #N/A | #VALUE! | #N/A
16.7374 | 1000 | 1000 | 999 | Default | #VALUE! | 1.5 | 12 | #N/A | #VALUE! | #N/A | 6.9859 | #N/A | #N/A | #N/A | #VALUE! |  | 15 | 25 | 15 | 611 | 16.7374 | #N/A | #VALUE! | 579.6964 | #VALUE! | #N/A | #VALUE! | #N/A
16.7648 | 1000 | 1000 | 999 | Default | #VALUE! | 1.5 | 12 | #N/A | #VALUE! | #N/A | 6.9859 | #N/A | #N/A | #N/A | #VALUE! |  | 15 | 25 | 15 | 612 | 16.7648 | #N/A | #VALUE! | 580.6452 | #VALUE! | #N/A | #VALUE! | #N/A
16.7922 | 1000 | 1000 | 999 | Default | #VALUE! | 1.5 | 12 | #N/A | #VALUE! | #N/A | 6.9859 | #N/A | #N/A | #N/A | #VALUE! |  | 15 | 25 | 15 | 613 | 16.7922 | #N/A | #VALUE! | 581.5939 | #VALUE! | #N/A | #VALUE! | #N/A
16.8196 | 1000 | 1000 | 999 | Default | #VALUE! | 1.5 | 12 | #N/A | #VALUE! | #N/A | 6.9859 | #N/A | #N/A | #N/A | #VALUE! |  | 15 | 25 | 15 | 614 | 16.8196 | #N/A | #VALUE! | 582.5427 | #VALUE! | #N/A | #VALUE! | #N/A
16.847 | 1000 | 1000 | 999 | Default | #VALUE! | 1.5 | 12 | #N/A | #VALUE! | #N/A | 6.9859 | #N/A | #N/A | #N/A | #VALUE! |  | 15 | 25 | 15 | 615 | 16.847 | #N/A | #VALUE! | 583.4915 | #VALUE! | #N/A | #VALUE! | #N/A
16.8744 | 1000 | 1000 | 999 | Default | #VALUE! | 1.5 | 12 | #N/A | #VALUE! | #N/A | 6.9859 | #N/A | #N/A | #N/A | #VALUE! |  | 15 | 25 | 15 | 616 | 16.8744 | #N/A | #VALUE! | 584.4402 | #VALUE! | #N/A | #VALUE! | #N/A
16.9018 | 1000 | 1000 | 999 | Default | #VALUE! | 1.5 | 12 | #N/A | #VALUE! | #N/A | 6.9859 | #N/A | #N/A | #N/A | #VALUE! |  | 15 | 25 | 15 | 617 | 16.9018 | #N/A | #VALUE! | 585.389 | #VALUE! | #N/A | #VALUE! | #N/A
16.9292 | 1000 | 1000 | 999 | Default | #VALUE! | 1.5 | 12 | #N/A | #VALUE! | #N/A | 6.9859 | #N/A | #N/A | #N/A | #VALUE! |  | 15 | 25 | 15 | 618 | 16.9292 | #N/A | #VALUE! | 586.3378 | #VALUE! | #N/A | #VALUE! | #N/A
16.9566 | 1000 | 1000 | 999 | Default | #VALUE! | 1.5 | 12 | #N/A | #VALUE! | #N/A | 6.9859 | #N/A | #N/A | #N/A | #VALUE! |  | 15 | 25 | 15 | 619 | 16.9566 | #N/A | #VALUE! | 587.2865 | #VALUE! | #N/A | #VALUE! | #N/A
16.984 | 1000 | 1000 | 999 | Default | #VALUE! | 1.5 | 12 | #N/A | #VALUE! | #N/A | 6.9859 | #N/A | #N/A | #N/A | #VALUE! |  | 15 | 25 | 15 | 620 | 16.984 | #N/A | #VALUE! | 588.2353 | #VALUE! | #N/A | #VALUE! | #N/A
17.0114 | 1000 | 1000 | 999 | Default | #VALUE! | 1.5 | 12 | #N/A | #VALUE! | #N/A | 7.1606 | #N/A | #N/A | #N/A | #VALUE! |  | 15 | 25 | 15 | 621 | 17.0114 | #N/A | #VALUE! | 589.1841 | #VALUE! | #N/A | #VALUE! | #N/A
17.0388 | 1000 | 1000 | 999 | Default | #VALUE! | 1.5 | 12 | #N/A | #VALUE! | #N/A | 7.1606 | #N/A | #N/A | #N/A | #VALUE! |  | 15 | 25 | 15 | 622 | 17.0388 | #N/A | #VALUE! | 590.1328 | #VALUE! | #N/A | #VALUE! | #N/A
17.0662 | 1000 | 1000 | 999 | Default | #VALUE! | 1.5 | 12 | #N/A | #VALUE! | #N/A | 7.1606 | #N/A | #N/A | #N/A | #VALUE! |  | 15 | 25 | 15 | 623 | 17.0662 | #N/A | #VALUE! | 591.0816 | #VALUE! | #N/A | #VALUE! | #N/A
17.0935 | 1000 | 1000 | 999 | Default | #VALUE! | 1.5 | 12 | #N/A | #VALUE! | #N/A | 7.1606 | #N/A | #N/A | #N/A | #VALUE! |  | 15 | 25 | 15 | 624 | 17.0935 | #N/A | #VALUE! | 592.0304 | #VALUE! | #N/A | #VALUE! | #N/A
17.1209 | 1000 | 1000 | 999 | Default | #VALUE! | 1.5 | 12 | #N/A | #VALUE! | #N/A | 7.1606 | #N/A | #N/A | #N/A | #VALUE! |  | 15 | 25 | 15 | 625 | 17.1209 | #N/A | #VALUE! | 592.9791 | #VALUE! | #N/A | #VALUE! | #N/A
17.1483 | 1000 | 1000 | 999 | Default | #VALUE! | 1.5 | 12 | #N/A | #VALUE! | #N/A | 7.1606 | #N/A | #N/A | #N/A | #VALUE! |  | 15 | 25 | 15 | 626 | 17.1483 | #N/A | #VALUE! | 593.9279 | #VALUE! | #N/A | #VALUE! | #N/A
17.1757 | 1000 | 1000 | 999 | Default | #VALUE! | 1.5 | 12 | #N/A | #VALUE! | #N/A | 7.1606 | #N/A | #N/A | #N/A | #VALUE! |  | 15 | 25 | 15 | 627 | 17.1757 | #N/A | #VALUE! | 594.8767 | #VALUE! | #N/A | #VALUE! | #N/A
17.2031 | 1000 | 1000 | 999 | Default | #VALUE! | 1.5 | 12 | #N/A | #VALUE! | #N/A | 7.1606 | #N/A | #N/A | #N/A | #VALUE! |  | 15 | 25 | 15 | 628 | 17.2031 | #N/A | #VALUE! | 595.8254 | #VALUE! | #N/A | #VALUE! | #N/A
17.2305 | 1000 | 1000 | 999 | Default | #VALUE! | 1.5 | 12 | #N/A | #VALUE! | #N/A | 7.1606 | #N/A | #N/A | #N/A | #VALUE! |  | 15 | 25 | 15 | 629 | 17.2305 | #N/A | #VALUE! | 596.7742 | #VALUE! | #N/A | #VALUE! | #N/A
17.2579 | 1000 | 1000 | 999 | Default | #VALUE! | 1.5 | 12 | #N/A | #VALUE! | #N/A | 7.1606 | #N/A | #N/A | #N/A | #VALUE! |  | 15 | 25 | 15 | 630 | 17.2579 | #N/A | #VALUE! | 597.723 | #VALUE! | #N/A | #VALUE! | #N/A
17.2853 | 1000 | 1000 | 999 | Default | #VALUE! | 1.5 | 12 | #N/A | #VALUE! | #N/A | 7.1606 | #N/A | #N/A | #N/A | #VALUE! |  | 15 | 25 | 15 | 631 | 17.2853 | #N/A | #VALUE! | 598.6717 | #VALUE! | #N/A | #VALUE! | #N/A
17.3127 | 1000 | 1000 | 999 | Default | #VALUE! | 1.5 | 12 | #N/A | #VALUE! | #N/A | 7.1606 | #N/A | #N/A | #N/A | #VALUE! |  | 15 | 25 | 15 | 632 | 17.3127 | #N/A | #VALUE! | 599.6205 | #VALUE! | #N/A | #VALUE! | #N/A
17.3401 | 1000 | 1000 | 999 | Default | #VALUE! | 1.5 | 12 | #N/A | #VALUE! | #N/A | 7.1606 | #N/A | #N/A | #N/A | #VALUE! |  | 15 | 25 | 15 | 633 | 17.3401 | #N/A | #VALUE! | 600.5693 | #VALUE! | #N/A | #VALUE! | #N/A
17.3675 | 1000 | 1000 | 999 | Default | #VALUE! | 1.5 | 12 | #N/A | #VALUE! | #N/A | 7.1606 | #N/A | #N/A | #N/A | #VALUE! |  | 15 | 25 | 15 | 634 | 17.3675 | #N/A | #VALUE! | 601.518 | #VALUE! | #N/A | #VALUE! | #N/A
17.3949 | 1000 | 1000 | 999 | Default | #VALUE! | 1.5 | 12 | #N/A | #VALUE! | #N/A | 7.1606 | #N/A | #N/A | #N/A | #VALUE! |  | 15 | 25 | 15 | 635 | 17.3949 | #N/A | #VALUE! | 602.4668 | #VALUE! | #N/A | #VALUE! | #N/A
17.4223 | 1000 | 1000 | 999 | Default | #VALUE! | 1.5 | 12 | #N/A | #VALUE! | #N/A | 7.1606 | #N/A | #N/A | #N/A | #VALUE! |  | 15 | 25 | 15 | 636 | 17.4223 | #N/A | #VALUE! | 603.4156 | #VALUE! | #N/A | #VALUE! | #N/A
17.4497 | 1000 | 1000 | 999 | Default | #VALUE! | 1.5 | 12 | #N/A | #VALUE! | #N/A | 7.1606 | #N/A | #N/A | #N/A | #VALUE! |  | 15 | 25 | 15 | 637 | 17.4497 | #N/A | #VALUE! | 604.3643 | #VALUE! | #N/A | #VALUE! | #N/A
17.4771 | 1000 | 1000 | 999 | Default | #VALUE! | 1.5 | 12 | #N/A | #VALUE! | #N/A | 7.1606 | #N/A | #N/A | #N/A | #VALUE! |  | 15 | 25 | 15 | 638 | 17.4771 | #N/A | #VALUE! | 605.3131 | #VALUE! | #N/A | #VALUE! | #N/A
17.5045 | 1000 | 1000 | 999 | Default | #VALUE! | 1.5 | 12 | #N/A | #VALUE! | #N/A | 7.1606 | #N/A | #N/A | #N/A | #VALUE! |  | 15 | 25 | 15 | 639 | 17.5045 | #N/A | #VALUE! | 606.2619 | #VALUE! | #N/A | #VALUE! | #N/A
17.5318 | 1000 | 1000 | 999 | Default | #VALUE! | 1.5 | 12 | #N/A | #VALUE! | #N/A | 7.1606 | #N/A | #N/A | #N/A | #VALUE! |  | 15 | 25 | 15 | 640 | 17.5318 | #N/A | #VALUE! | 607.2106 | #VALUE! | #N/A | #VALUE! | #N/A
17.5592 | 1000 | 1000 | 999 | Default | #VALUE! | 1.5 | 12 | #N/A | #VALUE! | #N/A | 7.1606 | #N/A | #N/A | #N/A | #VALUE! |  | 15 | 25 | 15 | 641 | 17.5592 | #N/A | #VALUE! | 608.1594 | #VALUE! | #N/A | #VALUE! | #N/A
17.5866 | 1000 | 1000 | 999 | Default | #VALUE! | 1.5 | 12 | #N/A | #VALUE! | #N/A | 7.1606 | #N/A | #N/A | #N/A | #VALUE! |  | 15 | 25 | 15 | 642 | 17.5866 | #N/A | #VALUE! | 609.1082 | #VALUE! | #N/A | #VALUE! | #N/A
17.614 | 1000 | 1000 | 999 | Default | #VALUE! | 1.5 | 12 | #N/A | #VALUE! | #N/A | 7.1606 | #N/A | #N/A | #N/A | #VALUE! |  | 15 | 25 | 15 | 643 | 17.614 | #N/A | #VALUE! | 610.0569 | #VALUE! | #N/A | #VALUE! | #N/A
17.6414 | 1000 | 1000 | 999 | Default | #VALUE! | 1.5 | 12 | #N/A | #VALUE! | #N/A | 7.1606 | #N/A | #N/A | #N/A | #VALUE! |  | 15 | 25 | 15 | 644 | 17.6414 | #N/A | #VALUE! | 611.0057 | #VALUE! | #N/A | #VALUE! | #N/A
17.6688 | 1000 | 1000 | 999 | Default | #VALUE! | 1.5 | 12 | #N/A | #VALUE! | #N/A | 7.1606 | #N/A | #N/A | #N/A | #VALUE! |  | 15 | 25 | 15 | 645 | 17.6688 | #N/A | #VALUE! | 611.9545 | #VALUE! | #N/A | #VALUE! | #N/A
17.6962 | 1000 | 1000 | 999 | Default | #VALUE! | 1.5 | 12 | #N/A | #VALUE! | #N/A | 7.1606 | #N/A | #N/A | #N/A | #VALUE! |  | 15 | 25 | 15 | 646 | 17.6962 | #N/A | #VALUE! | 612.9032 | #VALUE! | #N/A | #VALUE! | #N/A
17.7236 | 1000 | 1000 | 999 | Default | #VALUE! | 1.5 | 12 | #N/A | #VALUE! | #N/A | 7.1606 | #N/A | #N/A | #N/A | #VALUE! |  | 15 | 25 | 15 | 647 | 17.7236 | #N/A | #VALUE! | 613.852 | #VALUE! | #N/A | #VALUE! | #N/A
17.751 | 1000 | 1000 | 999 | Default | #VALUE! | 1.5 | 12 | #N/A | #VALUE! | #N/A | 7.1606 | #N/A | #N/A | #N/A | #VALUE! |  | 15 | 25 | 15 | 648 | 17.751 | #N/A | #VALUE! | 614.8008 | #VALUE! | #N/A | #VALUE! | #N/A
17.7784 | 1000 | 1000 | 999 | Default | #VALUE! | 1.5 | 12 | #N/A | #VALUE! | #N/A | 7.1606 | #N/A | #N/A | #N/A | #VALUE! |  | 15 | 25 | 15 | 649 | 17.7784 | #N/A | #VALUE! | 615.7495 | #VALUE! | #N/A | #VALUE! | #N/A
17.8058 | 1000 | 1000 | 999 | Default | #VALUE! | 1.5 | 12 | #N/A | #VALUE! | #N/A | 7.1606 | #N/A | #N/A | #N/A | #VALUE! |  | 15 | 25 | 15 | 650 | 17.8058 | #N/A | #VALUE! | 616.6983 | #VALUE! | #N/A | #VALUE! | #N/A
17.8332 | 1000 | 1000 | 999 | Default | #VALUE! | 1.5 | 12 | #N/A | #VALUE! | #N/A | 7.1606 | #N/A | #N/A | #N/A | #VALUE! |  | 15 | 25 | 15 | 651 | 17.8332 | #N/A | #VALUE! | 617.6471 | #VALUE! | #N/A | #VALUE! | #N/A
17.8606 | 1000 | 1000 | 999 | Default | #VALUE! | 1.5 | 12 | #N/A | #VALUE! | #N/A | 7.1606 | #N/A | #N/A | #N/A | #VALUE! |  | 15 | 25 | 15 | 652 | 17.8606 | #N/A | #VALUE! | 618.5958 | #VALUE! | #N/A | #VALUE! | #N/A
17.888 | 1000 | 1000 | 999 | Default | #VALUE! | 1.5 | 12 | #N/A | #VALUE! | #N/A | 7.1606 | #N/A | #N/A | #N/A | #VALUE! |  | 15 | 25 | 15 | 653 | 17.888 | #N/A | #VALUE! | 619.5446 | #VALUE! | #N/A | #VALUE! | #N/A
17.9154 | 1000 | 1000 | 999 | Default | #VALUE! | 1.5 | 12 | #N/A | #VALUE! | #N/A | 7.1606 | #N/A | #N/A | #N/A | #VALUE! |  | 15 | 25 | 15 | 654 | 17.9154 | #N/A | #VALUE! | 620.4934 | #VALUE! | #N/A | #VALUE! | #N/A
17.9427 | 1000 | 1000 | 999 | Default | #VALUE! | 1.5 | 12 | #N/A | #VALUE! | #N/A | 7.1606 | #N/A | #N/A | #N/A | #VALUE! |  | 15 | 25 | 15 | 655 | 17.9427 | #N/A | #VALUE! | 621.4421 | #VALUE! | #N/A | #VALUE! | #N/A
17.9701 | 1000 | 1000 | 999 | Default | #VALUE! | 1.5 | 12 | #N/A | #VALUE! | #N/A | 7.1606 | #N/A | #N/A | #N/A | #VALUE! |  | 15 | 25 | 15 | 656 | 17.9701 | #N/A | #VALUE! | 622.3909 | #VALUE! | #N/A | #VALUE! | #N/A
17.9975 | 1000 | 1000 | 999 | Default | #VALUE! | 1.5 | 12 | #N/A | #VALUE! | #N/A | 7.1606 | #N/A | #N/A | #N/A | #VALUE! |  | 15 | 25 | 15 | 657 | 17.9975 | #N/A | #VALUE! | 623.3397 | #VALUE! | #N/A | #VALUE! | #N/A
18.0249 | 1000 | 1000 | 999 | Default | #VALUE! | 1.5 | 12 | #N/A | #VALUE! | #N/A | 7.3396 | #N/A | #N/A | #N/A | #VALUE! |  | 15 | 25 | 15 | 658 | 18.0249 | #N/A | #VALUE! | 624.2884 | #VALUE! | #N/A | #VALUE! | #N/A
18.0523 | 1000 | 1000 | 999 | Default | #VALUE! | 1.5 | 12 | #N/A | #VALUE! | #N/A | 7.3396 | #N/A | #N/A | #N/A | #VALUE! |  | 15 | 25 | 15 | 659 | 18.0523 | #N/A | #VALUE! | 625.2372 | #VALUE! | #N/A | #VALUE! | #N/A
18.0797 | 1000 | 1000 | 999 | Default | #VALUE! | 1.5 | 12 | #N/A | #VALUE! | #N/A | 7.3396 | #N/A | #N/A | #N/A | #VALUE! |  | 15 | 25 | 15 | 660 | 18.0797 | #N/A | #VALUE! | 626.186 | #VALUE! | #N/A | #VALUE! | #N/A
18.1071 | 1000 | 1000 | 999 | Default | #VALUE! | 1.5 | 12 | #N/A | #VALUE! | #N/A | 7.3396 | #N/A | #N/A | #N/A | #VALUE! |  | 15 | 25 | 15 | 661 | 18.1071 | #N/A | #VALUE! | 627.1347 | #VALUE! | #N/A | #VALUE! | #N/A
18.1345 | 1000 | 1000 | 999 | Default | #VALUE! | 1.5 | 12 | #N/A | #VALUE! | #N/A | 7.3396 | #N/A | #N/A | #N/A | #VALUE! |  | 15 | 25 | 15 | 662 | 18.1345 | #N/A | #VALUE! | 628.0835 | #VALUE! | #N/A | #VALUE! | #N/A
18.1619 | 1000 | 1000 | 999 | Default | #VALUE! | 1.5 | 12 | #N/A | #VALUE! | #N/A | 7.3396 | #N/A | #N/A | #N/A | #VALUE! |  | 15 | 25 | 15 | 663 | 18.1619 | #N/A | #VALUE! | 629.0323 | #VALUE! | #N/A | #VALUE! | #N/A
18.1893 | 1000 | 1000 | 999 | Default | #VALUE! | 1.5 | 12 | #N/A | #VALUE! | #N/A | 7.3396 | #N/A | #N/A | #N/A | #VALUE! |  | 15 | 25 | 15 | 664 | 18.1893 | #N/A | #VALUE! | 629.981 | #VALUE! | #N/A | #VALUE! | #N/A
18.2167 | 1000 | 1000 | 999 | Default | #VALUE! | 1.5 | 12 | #N/A | #VALUE! | #N/A | 7.3396 | #N/A | #N/A | #N/A | #VALUE! |  | 15 | 25 | 15 | 665 | 18.2167 | #N/A | #VALUE! | 630.9298 | #VALUE! | #N/A | #VALUE! | #N/A
18.2441 | 1000 | 1000 | 999 | Default | #VALUE! | 1.5 | 12 | #N/A | #VALUE! | #N/A | 7.3396 | #N/A | #N/A | #N/A | #VALUE! |  | 15 | 25 | 15 | 666 | 18.2441 | #N/A | #VALUE! | 631.8786 | #VALUE! | #N/A | #VALUE! | #N/A
18.2715 | 1000 | 1000 | 999 | Default | #VALUE! | 1.5 | 12 | #N/A | #VALUE! | #N/A | 7.3396 | #N/A | #N/A | #N/A | #VALUE! |  | 15 | 25 | 15 | 667 | 18.2715 | #N/A | #VALUE! | 632.8273 | #VALUE! | #N/A | #VALUE! | #N/A
18.2989 | 1000 | 1000 | 999 | Default | #VALUE! | 1.5 | 12 | #N/A | #VALUE! | #N/A | 7.3396 | #N/A | #N/A | #N/A | #VALUE! |  | 15 | 25 | 15 | 668 | 18.2989 | #N/A | #VALUE! | 633.7761 | #VALUE! | #N/A | #VALUE! | #N/A
18.3263 | 1000 | 1000 | 999 | Default | #VALUE! | 1.5 | 12 | #N/A | #VALUE! | #N/A | 7.3396 | #N/A | #N/A | #N/A | #VALUE! |  | 15 | 25 | 15 | 669 | 18.3263 | #N/A | #VALUE! | 634.7249 | #VALUE! | #N/A | #VALUE! | #N/A
18.3537 | 1000 | 1000 | 999 | Default | #VALUE! | 1.5 | 12 | #N/A | #VALUE! | #N/A | 7.3396 | #N/A | #N/A | #N/A | #VALUE! |  | 15 | 25 | 15 | 670 | 18.3537 | #N/A | #VALUE! | 635.6736 | #VALUE! | #N/A | #VALUE! | #N/A
18.381 | 1000 | 1000 | 999 | Default | #VALUE! | 1.5 | 12 | #N/A | #VALUE! | #N/A | 7.3396 | #N/A | #N/A | #N/A | #VALUE! |  | 15 | 25 | 15 | 671 | 18.381 | #N/A | #VALUE! | 636.6224 | #VALUE! | #N/A | #VALUE! | #N/A
18.4084 | 1000 | 1000 | 999 | Default | #VALUE! | 1.5 | 12 | #N/A | #VALUE! | #N/A | 7.3396 | #N/A | #N/A | #N/A | #VALUE! |  | 15 | 25 | 15 | 672 | 18.4084 | #N/A | #VALUE! | 637.5712 | #VALUE! | #N/A | #VALUE! | #N/A
18.4358 | 1000 | 1000 | 999 | Default | #VALUE! | 1.5 | 12 | #N/A | #VALUE! | #N/A | 7.3396 | #N/A | #N/A | #N/A | #VALUE! |  | 15 | 25 | 15 | 673 | 18.4358 | #N/A | #VALUE! | 638.5199 | #VALUE! | #N/A | #VALUE! | #N/A
18.4632 | 1000 | 1000 | 999 | Default | #VALUE! | 1.5 | 12 | #N/A | #VALUE! | #N/A | 7.3396 | #N/A | #N/A | #N/A | #VALUE! |  | 15 | 25 | 15 | 674 | 18.4632 | #N/A | #VALUE! | 639.4687 | #VALUE! | #N/A | #VALUE! | #N/A
18.4906 | 1000 | 1000 | 999 | Default | #VALUE! | 1.5 | 12 | #N/A | #VALUE! | #N/A | 7.3396 | #N/A | #N/A | #N/A | #VALUE! |  | 15 | 25 | 15 | 675 | 18.4906 | #N/A | #VALUE! | 640.4175 | #VALUE! | #N/A | #VALUE! | #N/A
18.518 | 1000 | 1000 | 999 | Default | #VALUE! | 1.5 | 12 | #N/A | #VALUE! | #N/A | 7.3396 | #N/A | #N/A | #N/A | #VALUE! |  | 15 | 25 | 15 | 676 | 18.518 | #N/A | #VALUE! | 641.3662 | #VALUE! | #N/A | #VALUE! | #N/A
18.5454 | 1000 | 1000 | 999 | Default | #VALUE! | 1.5 | 12 | #N/A | #VALUE! | #N/A | 7.3396 | #N/A | #N/A | #N/A | #VALUE! |  | 15 | 25 | 15 | 677 | 18.5454 | #N/A | #VALUE! | 642.315 | #VALUE! | #N/A | #VALUE! | #N/A
18.5728 | 1000 | 1000 | 999 | Default | #VALUE! | 1.5 | 12 | #N/A | #VALUE! | #N/A | 7.3396 | #N/A | #N/A | #N/A | #VALUE! |  | 15 | 25 | 15 | 678 | 18.5728 | #N/A | #VALUE! | 643.2638 | #VALUE! | #N/A | #VALUE! | #N/A
18.6002 | 1000 | 1000 | 999 | Default | #VALUE! | 1.5 | 12 | #N/A | #VALUE! | #N/A | 7.3396 | #N/A | #N/A | #N/A | #VALUE! |  | 15 | 25 | 15 | 679 | 18.6002 | #N/A | #VALUE! | 644.2125 | #VALUE! | #N/A | #VALUE! | #N/A
18.6276 | 1000 | 1000 | 999 | Default | #VALUE! | 1.5 | 12 | #N/A | #VALUE! | #N/A | 7.3396 | #N/A | #N/A | #N/A | #VALUE! |  | 15 | 25 | 15 | 680 | 18.6276 | #N/A | #VALUE! | 645.1613 | #VALUE! | #N/A | #VALUE! | #N/A
18.655 | 1000 | 1000 | 999 | Default | #VALUE! | 1.5 | 12 | #N/A | #VALUE! | #N/A | 7.3396 | #N/A | #N/A | #N/A | #VALUE! |  | 15 | 25 | 15 | 681 | 18.655 | #N/A | #VALUE! | 646.1101 | #VALUE! | #N/A | #VALUE! | #N/A
18.6824 | 1000 | 1000 | 999 | Default | #VALUE! | 1.5 | 12 | #N/A | #VALUE! | #N/A | 7.3396 | #N/A | #N/A | #N/A | #VALUE! |  | 15 | 25 | 15 | 682 | 18.6824 | #N/A | #VALUE! | 647.0588 | #VALUE! | #N/A | #VALUE! | #N/A
18.7098 | 1000 | 1000 | 999 | Default | #VALUE! | 1.5 | 12 | #N/A | #VALUE! | #N/A | 7.3396 | #N/A | #N/A | #N/A | #VALUE! |  | 15 | 25 | 15 | 683 | 18.7098 | #N/A | #VALUE! | 648.0076 | #VALUE! | #N/A | #VALUE! | #N/A
18.7372 | 1000 | 1000 | 999 | Default | #VALUE! | 1.5 | 12 | #N/A | #VALUE! | #N/A | 7.3396 | #N/A | #N/A | #N/A | #VALUE! |  | 15 | 25 | 15 | 684 | 18.7372 | #N/A | #VALUE! | 648.9564 | #VALUE! | #N/A | #VALUE! | #N/A
18.7646 | 1000 | 1000 | 999 | Default | #VALUE! | 1.5 | 12 | #N/A | #VALUE! | #N/A | 7.3396 | #N/A | #N/A | #N/A | #VALUE! |  | 15 | 25 | 15 | 685 | 18.7646 | #N/A | #VALUE! | 649.9051 | #VALUE! | #N/A | #VALUE! | #N/A
18.7919 | 1000 | 1000 | 999 | Default | #VALUE! | 1.5 | 12 | #N/A | #VALUE! | #N/A | 7.3396 | #N/A | #N/A | #N/A | #VALUE! |  | 15 | 25 | 15 | 686 | 18.7919 | #N/A | #VALUE! | 650.8539 | #VALUE! | #N/A | #VALUE! | #N/A
18.8193 | 1000 | 1000 | 999 | Default | #VALUE! | 1.5 | 12 | #N/A | #VALUE! | #N/A | 7.3396 | #N/A | #N/A | #N/A | #VALUE! |  | 15 | 25 | 15 | 687 | 18.8193 | #N/A | #VALUE! | 651.8027 | #VALUE! | #N/A | #VALUE! | #N/A
18.8467 | 1000 | 1000 | 999 | Default | #VALUE! | 1.5 | 12 | #N/A | #VALUE! | #N/A | 7.3396 | #N/A | #N/A | #N/A | #VALUE! |  | 15 | 25 | 15 | 688 | 18.8467 | #N/A | #VALUE! | 652.7514 | #VALUE! | #N/A | #VALUE! | #N/A
18.8741 | 1000 | 1000 | 999 | Default | #VALUE! | 1.5 | 12 | #N/A | #VALUE! | #N/A | 7.3396 | #N/A | #N/A | #N/A | #VALUE! |  | 15 | 25 | 15 | 689 | 18.8741 | #N/A | #VALUE! | 653.7002 | #VALUE! | #N/A | #VALUE! | #N/A
18.9015 | 1000 | 1000 | 999 | Default | #VALUE! | 1.5 | 12 | #N/A | #VALUE! | #N/A | 7.3396 | #N/A | #N/A | #N/A | #VALUE! |  | 15 | 25 | 15 | 690 | 18.9015 | #N/A | #VALUE! | 654.649 | #VALUE! | #N/A | #VALUE! | #N/A
18.9289 | 1000 | 1000 | 999 | Default | #VALUE! | 1.5 | 12 | #N/A | #VALUE! | #N/A | 7.3396 | #N/A | #N/A | #N/A | #VALUE! |  | 15 | 25 | 15 | 691 | 18.9289 | #N/A | #VALUE! | 655.5977 | #VALUE! | #N/A | #VALUE! | #N/A
18.9563 | 1000 | 1000 | 999 | Default | #VALUE! | 1.5 | 12 | #N/A | #VALUE! | #N/A | 7.3396 | #N/A | #N/A | #N/A | #VALUE! |  | 15 | 25 | 15 | 692 | 18.9563 | #N/A | #VALUE! | 656.5465 | #VALUE! | #N/A | #VALUE! | #N/A
18.9837 | 1000 | 1000 | 999 | Default | #VALUE! | 1.5 | 12 | #N/A | #VALUE! | #N/A | 7.3396 | #N/A | #N/A | #N/A | #VALUE! |  | 15 | 25 | 15 | 693 | 18.9837 | #N/A | #VALUE! | 657.4953 | #VALUE! | #N/A | #VALUE! | #N/A
19.0111 | 1000 | 1000 | 999 | Default | #VALUE! | 1.5 | 12 | #N/A | #VALUE! | #N/A | 7.5231 | #N/A | #N/A | #N/A | #VALUE! |  | 15 | 25 | 15 | 694 | 19.0111 | #N/A | #VALUE! | 658.444 | #VALUE! | #N/A | #VALUE! | #N/A
19.0385 | 1000 | 1000 | 999 | Default | #VALUE! | 1.5 | 12 | #N/A | #VALUE! | #N/A | 7.5231 | #N/A | #N/A | #N/A | #VALUE! |  | 15 | 25 | 15 | 695 | 19.0385 | #N/A | #VALUE! | 659.3928 | #VALUE! | #N/A | #VALUE! | #N/A
19.0659 | 1000 | 1000 | 999 | Default | #VALUE! | 1.5 | 12 | #N/A | #VALUE! | #N/A | 7.5231 | #N/A | #N/A | #N/A | #VALUE! |  | 15 | 25 | 15 | 696 | 19.0659 | #N/A | #VALUE! | 660.3416 | #VALUE! | #N/A | #VALUE! | #N/A
19.0933 | 1000 | 1000 | 999 | Default | #VALUE! | 1.5 | 12 | #N/A | #VALUE! | #N/A | 7.5231 | #N/A | #N/A | #N/A | #VALUE! |  | 15 | 25 | 15 | 697 | 19.0933 | #N/A | #VALUE! | 661.2903 | #VALUE! | #N/A | #VALUE! | #N/A
19.1207 | 1000 | 1000 | 999 | Default | #VALUE! | 1.5 | 12 | #N/A | #VALUE! | #N/A | 7.5231 | #N/A | #N/A | #N/A | #VALUE! |  | 15 | 25 | 15 | 698 | 19.1207 | #N/A | #VALUE! | 662.2391 | #VALUE! | #N/A | #VALUE! | #N/A
19.1481 | 1000 | 1000 | 999 | Default | #VALUE! | 1.5 | 12 | #N/A | #VALUE! | #N/A | 7.5231 | #N/A | #N/A | #N/A | #VALUE! |  | 15 | 25 | 15 | 699 | 19.1481 | #N/A | #VALUE! | 663.1879 | #VALUE! | #N/A | #VALUE! | #N/A
19.1755 | 1000 | 1000 | 999 | Default | #VALUE! | 1.5 | 12 | #N/A | #VALUE! | #N/A | 7.5231 | #N/A | #N/A | #N/A | #VALUE! |  | 15 | 25 | 15 | 700 | 19.1755 | #N/A | #VALUE! | 664.1366 | #VALUE! | #N/A | #VALUE! | #N/A
19.2028 | 1000 | 1000 | 999 | Default | #VALUE! | 1.5 | 12 | #N/A | #VALUE! | #N/A | 7.5231 | #N/A | #N/A | #N/A | #VALUE! |  | 15 | 25 | 15 | 701 | 19.2028 | #N/A | #VALUE! | 665.0854 | #VALUE! | #N/A | #VALUE! | #N/A
19.2302 | 1000 | 1000 | 999 | Default | #VALUE! | 1.5 | 12 | #N/A | #VALUE! | #N/A | 7.5231 | #N/A | #N/A | #N/A | #VALUE! |  | 15 | 25 | 15 | 702 | 19.2302 | #N/A | #VALUE! | 666.0342 | #VALUE! | #N/A | #VALUE! | #N/A
19.2576 | 1000 | 1000 | 999 | Default | #VALUE! | 1.5 | 12 | #N/A | #VALUE! | #N/A | 7.5231 | #N/A | #N/A | #N/A | #VALUE! |  | 15 | 25 | 15 | 703 | 19.2576 | #N/A | #VALUE! | 666.9829 | #VALUE! | #N/A | #VALUE! | #N/A
19.285 | 1000 | 1000 | 999 | Default | #VALUE! | 1.5 | 12 | #N/A | #VALUE! | #N/A | 7.5231 | #N/A | #N/A | #N/A | #VALUE! |  | 15 | 25 | 15 | 704 | 19.285 | #N/A | #VALUE! | 667.9317 | #VALUE! | #N/A | #VALUE! | #N/A
19.3124 | 1000 | 1000 | 999 | Default | #VALUE! | 1.5 | 12 | #N/A | #VALUE! | #N/A | 7.5231 | #N/A | #N/A | #N/A | #VALUE! |  | 15 | 25 | 15 | 705 | 19.3124 | #N/A | #VALUE! | 668.8805 | #VALUE! | #N/A | #VALUE! | #N/A
19.3398 | 1000 | 1000 | 999 | Default | #VALUE! | 1.5 | 12 | #N/A | #VALUE! | #N/A | 7.5231 | #N/A | #N/A | #N/A | #VALUE! |  | 15 | 25 | 15 | 706 | 19.3398 | #N/A | #VALUE! | 669.8292 | #VALUE! | #N/A | #VALUE! | #N/A
19.3672 | 1000 | 1000 | 999 | Default | #VALUE! | 1.5 | 12 | #N/A | #VALUE! | #N/A | 7.5231 | #N/A | #N/A | #N/A | #VALUE! |  | 15 | 25 | 15 | 707 | 19.3672 | #N/A | #VALUE! | 670.778 | #VALUE! | #N/A | #VALUE! | #N/A
19.3946 | 1000 | 1000 | 999 | Default | #VALUE! | 1.5 | 12 | #N/A | #VALUE! | #N/A | 7.5231 | #N/A | #N/A | #N/A | #VALUE! |  | 15 | 25 | 15 | 708 | 19.3946 | #N/A | #VALUE! | 671.7268 | #VALUE! | #N/A | #VALUE! | #N/A
19.422 | 1000 | 1000 | 999 | Default | #VALUE! | 1.5 | 12 | #N/A | #VALUE! | #N/A | 7.5231 | #N/A | #N/A | #N/A | #VALUE! |  | 15 | 25 | 15 | 709 | 19.422 | #N/A | #VALUE! | 672.6755 | #VALUE! | #N/A | #VALUE! | #N/A
19.4494 | 1000 | 1000 | 999 | Default | #VALUE! | 1.5 | 12 | #N/A | #VALUE! | #N/A | 7.5231 | #N/A | #N/A | #N/A | #VALUE! |  | 15 | 25 | 15 | 710 | 19.4494 | #N/A | #VALUE! | 673.6243 | #VALUE! | #N/A | #VALUE! | #N/A
19.4768 | 1000 | 1000 | 999 | Default | #VALUE! | 1.5 | 12 | #N/A | #VALUE! | #N/A | 7.5231 | #N/A | #N/A | #N/A | #VALUE! |  | 15 | 25 | 15 | 711 | 19.4768 | #N/A | #VALUE! | 674.5731 | #VALUE! | #N/A | #VALUE! | #N/A
19.5042 | 1000 | 1000 | 999 | Default | #VALUE! | 1.5 | 12 | #N/A | #VALUE! | #N/A | 7.5231 | #N/A | #N/A | #N/A | #VALUE! |  | 15 | 25 | 15 | 712 | 19.5042 | #N/A | #VALUE! | 675.5218 | #VALUE! | #N/A | #VALUE! | #N/A
19.5316 | 1000 | 1000 | 999 | Default | #VALUE! | 1.5 | 12 | #N/A | #VALUE! | #N/A | 7.5231 | #N/A | #N/A | #N/A | #VALUE! |  | 15 | 25 | 15 | 713 | 19.5316 | #N/A | #VALUE! | 676.4706 | #VALUE! | #N/A | #VALUE! | #N/A
19.559 | 1000 | 1000 | 999 | Default | #VALUE! | 1.5 | 12 | #N/A | #VALUE! | #N/A | 7.5231 | #N/A | #N/A | #N/A | #VALUE! |  | 15 | 25 | 15 | 714 | 19.559 | #N/A | #VALUE! | 677.4194 | #VALUE! | #N/A | #VALUE! | #N/A
19.5864 | 1000 | 1000 | 999 | Default | #VALUE! | 1.5 | 12 | #N/A | #VALUE! | #N/A | 7.5231 | #N/A | #N/A | #N/A | #VALUE! |  | 15 | 25 | 15 | 715 | 19.5864 | #N/A | #VALUE! | 678.3681 | #VALUE! | #N/A | #VALUE! | #N/A
19.6138 | 1000 | 1000 | 999 | Default | #VALUE! | 1.5 | 12 | #N/A | #VALUE! | #N/A | 7.5231 | #N/A | #N/A | #N/A | #VALUE! |  | 15 | 25 | 15 | 716 | 19.6138 | #N/A | #VALUE! | 679.3169 | #VALUE! | #N/A | #VALUE! | #N/A
19.6411 | 1000 | 1000 | 999 | Default | #VALUE! | 1.5 | 12 | #N/A | #VALUE! | #N/A | 7.5231 | #N/A | #N/A | #N/A | #VALUE! |  | 15 | 25 | 15 | 717 | 19.6411 | #N/A | #VALUE! | 680.2657 | #VALUE! | #N/A | #VALUE! | #N/A
19.6685 | 1000 | 1000 | 999 | Default | #VALUE! | 1.5 | 12 | #N/A | #VALUE! | #N/A | 7.5231 | #N/A | #N/A | #N/A | #VALUE! |  | 15 | 25 | 15 | 718 | 19.6685 | #N/A | #VALUE! | 681.2144 | #VALUE! | #N/A | #VALUE! | #N/A
19.6959 | 1000 | 1000 | 999 | Default | #VALUE! | 1.5 | 12 | #N/A | #VALUE! | #N/A | 7.5231 | #N/A | #N/A | #N/A | #VALUE! |  | 15 | 25 | 15 | 719 | 19.6959 | #N/A | #VALUE! | 682.1632 | #VALUE! | #N/A | #VALUE! | #N/A
19.7233 | 1000 | 1000 | 999 | Default | #VALUE! | 1.5 | 12 | #N/A | #VALUE! | #N/A | 7.5231 | #N/A | #N/A | #N/A | #VALUE! |  | 15 | 25 | 15 | 720 | 19.7233 | #N/A | #VALUE! | 683.112 | #VALUE! | #N/A | #VALUE! | #N/A
19.7507 | 1000 | 1000 | 999 | Default | #VALUE! | 1.5 | 12 | #N/A | #VALUE! | #N/A | 7.5231 | #N/A | #N/A | #N/A | #VALUE! |  | 15 | 25 | 15 | 721 | 19.7507 | #N/A | #VALUE! | 684.0607 | #VALUE! | #N/A | #VALUE! | #N/A
19.7781 | 1000 | 1000 | 999 | Default | #VALUE! | 1.5 | 12 | #N/A | #VALUE! | #N/A | 7.5231 | #N/A | #N/A | #N/A | #VALUE! |  | 15 | 25 | 15 | 722 | 19.7781 | #N/A | #VALUE! | 685.0095 | #VALUE! | #N/A | #VALUE! | #N/A
19.8055 | 1000 | 1000 | 999 | Default | #VALUE! | 1.5 | 12 | #N/A | #VALUE! | #N/A | 7.5231 | #N/A | #N/A | #N/A | #VALUE! |  | 15 | 25 | 15 | 723 | 19.8055 | #N/A | #VALUE! | 685.9583 | #VALUE! | #N/A | #VALUE! | #N/A
19.8329 | 1000 | 1000 | 999 | Default | #VALUE! | 1.5 | 12 | #N/A | #VALUE! | #N/A | 7.5231 | #N/A | #N/A | #N/A | #VALUE! |  | 15 | 25 | 15 | 724 | 19.8329 | #N/A | #VALUE! | 686.907 | #VALUE! | #N/A | #VALUE! | #N/A
19.8603 | 1000 | 1000 | 999 | Default | #VALUE! | 1.5 | 12 | #N/A | #VALUE! | #N/A | 7.5231 | #N/A | #N/A | #N/A | #VALUE! |  | 15 | 25 | 15 | 725 | 19.8603 | #N/A | #VALUE! | 687.8558 | #VALUE! | #N/A | #VALUE! | #N/A
19.8877 | 1000 | 1000 | 999 | Default | #VALUE! | 1.5 | 12 | #N/A | #VALUE! | #N/A | 7.5231 | #N/A | #N/A | #N/A | #VALUE! |  | 15 | 25 | 15 | 726 | 19.8877 | #N/A | #VALUE! | 688.8046 | #VALUE! | #N/A | #VALUE! | #N/A
19.9151 | 1000 | 1000 | 999 | Default | #VALUE! | 1.5 | 12 | #N/A | #VALUE! | #N/A | 7.5231 | #N/A | #N/A | #N/A | #VALUE! |  | 15 | 25 | 15 | 727 | 19.9151 | #N/A | #VALUE! | 689.7533 | #VALUE! | #N/A | #VALUE! | #N/A
19.9425 | 1000 | 1000 | 999 | Default | #VALUE! | 1.5 | 12 | #N/A | #VALUE! | #N/A | 7.5231 | #N/A | #N/A | #N/A | #VALUE! |  | 15 | 25 | 15 | 728 | 19.9425 | #N/A | #VALUE! | 690.7021 | #VALUE! | #N/A | #VALUE! | #N/A
19.9699 | 1000 | 1000 | 999 | Default | #VALUE! | 1.5 | 12 | #N/A | #VALUE! | #N/A | 7.5231 | #N/A | #N/A | #N/A | #VALUE! |  | 15 | 25 | 15 | 729 | 19.9699 | #N/A | #VALUE! | 691.6509 | #VALUE! | #N/A | #VALUE! | #N/A
19.9973 | 1000 | 1000 | 999 | Default | #VALUE! | 1.5 | 12 | #N/A | #VALUE! | #N/A | 7.5231 | #N/A | #N/A | #N/A | #VALUE! |  | 15 | 25 | 15 | 730 | 19.9973 | #N/A | #VALUE! | 692.5996 | #VALUE! | #N/A | #VALUE! | #N/A
20.0247 | 1000 | 1000 | 999 | Default | #VALUE! | 1.5 | 12 | #N/A | #VALUE! | #N/A | 7.7111 | #N/A | #N/A | #N/A | #VALUE! |  | 15 | 25 | 15 | 731 | 20.0247 | #N/A | #VALUE! | 693.5484 | #VALUE! | #N/A | #VALUE! | #N/A
20.052 | 1000 | 1000 | 999 | Default | #VALUE! | 1.5 | 12 | #N/A | #VALUE! | #N/A | 7.7111 | #N/A | #N/A | #N/A | #VALUE! |  | 15 | 25 | 15 | 732 | 20.052 | #N/A | #VALUE! | 694.4972 | #VALUE! | #N/A | #VALUE! | #N/A
20.0794 | 1000 | 1000 | 999 | Default | #VALUE! | 1.5 | 12 | #N/A | #VALUE! | #N/A | 7.7111 | #N/A | #N/A | #N/A | #VALUE! |  | 15 | 25 | 15 | 733 | 20.0794 | #N/A | #VALUE! | 695.4459 | #VALUE! | #N/A | #VALUE! | #N/A
20.1068 | 1000 | 1000 | 999 | Default | #VALUE! | 1.5 | 12 | #N/A | #VALUE! | #N/A | 7.7111 | #N/A | #N/A | #N/A | #VALUE! |  | 15 | 25 | 15 | 734 | 20.1068 | #N/A | #VALUE! | 696.3947 | #VALUE! | #N/A | #VALUE! | #N/A
20.1342 | 1000 | 1000 | 999 | Default | #VALUE! | 1.5 | 12 | #N/A | #VALUE! | #N/A | 7.7111 | #N/A | #N/A | #N/A | #VALUE! |  | 15 | 25 | 15 | 735 | 20.1342 | #N/A | #VALUE! | 697.3435 | #VALUE! | #N/A | #VALUE! | #N/A
20.1616 | 1000 | 1000 | 999 | Default | #VALUE! | 1.5 | 12 | #N/A | #VALUE! | #N/A | 7.7111 | #N/A | #N/A | #N/A | #VALUE! |  | 15 | 25 | 15 | 736 | 20.1616 | #N/A | #VALUE! | 698.2922 | #VALUE! | #N/A | #VALUE! | #N/A
20.189 | 1000 | 1000 | 999 | Default | #VALUE! | 1.5 | 12 | #N/A | #VALUE! | #N/A | 7.7111 | #N/A | #N/A | #N/A | #VALUE! |  | 15 | 25 | 15 | 737 | 20.189 | #N/A | #VALUE! | 699.241 | #VALUE! | #N/A | #VALUE! | #N/A
20.2164 | 1000 | 1000 | 999 | Default | #VALUE! | 1.5 | 12 | #N/A | #VALUE! | #N/A | 7.7111 | #N/A | #N/A | #N/A | #VALUE! |  | 15 | 25 | 15 | 738 | 20.2164 | #N/A | #VALUE! | 700.1898 | #VALUE! | #N/A | #VALUE! | #N/A
20.2438 | 1000 | 1000 | 999 | Default | #VALUE! | 1.5 | 12 | #N/A | #VALUE! | #N/A | 7.7111 | #N/A | #N/A | #N/A | #VALUE! |  | 15 | 25 | 15 | 739 | 20.2438 | #N/A | #VALUE! | 701.1385 | #VALUE! | #N/A | #VALUE! | #N/A
20.2712 | 1000 | 1000 | 999 | Default | #VALUE! | 1.5 | 12 | #N/A | #VALUE! | #N/A | 7.7111 | #N/A | #N/A | #N/A | #VALUE! |  | 15 | 25 | 15 | 740 | 20.2712 | #N/A | #VALUE! | 702.0873 | #VALUE! | #N/A | #VALUE! | #N/A
20.2986 | 1000 | 1000 | 999 | Default | #VALUE! | 1.5 | 12 | #N/A | #VALUE! | #N/A | 7.7111 | #N/A | #N/A | #N/A | #VALUE! |  | 15 | 25 | 15 | 741 | 20.2986 | #N/A | #VALUE! | 703.0361 | #VALUE! | #N/A | #VALUE! | #N/A
20.326 | 1000 | 1000 | 999 | Default | #VALUE! | 1.5 | 12 | #N/A | #VALUE! | #N/A | 7.7111 | #N/A | #N/A | #N/A | #VALUE! |  | 15 | 25 | 15 | 742 | 20.326 | #N/A | #VALUE! | 703.9848 | #VALUE! | #N/A | #VALUE! | #N/A
20.3534 | 1000 | 1000 | 999 | Default | #VALUE! | 1.5 | 12 | #N/A | #VALUE! | #N/A | 7.7111 | #N/A | #N/A | #N/A | #VALUE! |  | 15 | 25 | 15 | 743 | 20.3534 | #N/A | #VALUE! | 704.9336 | #VALUE! | #N/A | #VALUE! | #N/A
20.3808 | 1000 | 1000 | 999 | Default | #VALUE! | 1.5 | 12 | #N/A | #VALUE! | #N/A | 7.7111 | #N/A | #N/A | #N/A | #VALUE! |  | 15 | 25 | 15 | 744 | 20.3808 | #N/A | #VALUE! | 705.8824 | #VALUE! | #N/A | #VALUE! | #N/A
20.4082 | 1000 | 1000 | 999 | Default | #VALUE! | 1.5 | 12 | #N/A | #VALUE! | #N/A | 7.7111 | #N/A | #N/A | #N/A | #VALUE! |  | 15 | 25 | 15 | 745 | 20.4082 | #N/A | #VALUE! | 706.8311 | #VALUE! | #N/A | #VALUE! | #N/A
20.4356 | 1000 | 1000 | 999 | Default | #VALUE! | 1.5 | 12 | #N/A | #VALUE! | #N/A | 7.7111 | #N/A | #N/A | #N/A | #VALUE! |  | 15 | 25 | 15 | 746 | 20.4356 | #N/A | #VALUE! | 707.7799 | #VALUE! | #N/A | #VALUE! | #N/A
20.463 | 1000 | 1000 | 999 | Default | #VALUE! | 1.5 | 12 | #N/A | #VALUE! | #N/A | 7.7111 | #N/A | #N/A | #N/A | #VALUE! |  | 15 | 25 | 15 | 747 | 20.463 | #N/A | #VALUE! | 708.7287 | #VALUE! | #N/A | #VALUE! | #N/A
20.4903 | 1000 | 1000 | 999 | Default | #VALUE! | 1.5 | 12 | #N/A | #VALUE! | #N/A | 7.7111 | #N/A | #N/A | #N/A | #VALUE! |  | 15 | 25 | 15 | 748 | 20.4903 | #N/A | #VALUE! | 709.6774 | #VALUE! | #N/A | #VALUE! | #N/A
20.5177 | 1000 | 1000 | 999 | Default | #VALUE! | 1.5 | 12 | #N/A | #VALUE! | #N/A | 7.7111 | #N/A | #N/A | #N/A | #VALUE! |  | 15 | 25 | 15 | 749 | 20.5177 | #N/A | #VALUE! | 710.6262 | #VALUE! | #N/A | #VALUE! | #N/A
20.5451 | 1000 | 1000 | 999 | Default | #VALUE! | 1.5 | 12 | #N/A | #VALUE! | #N/A | 7.7111 | #N/A | #N/A | #N/A | #VALUE! |  | 15 | 25 | 15 | 750 | 20.5451 | #N/A | #VALUE! | 711.575 | #VALUE! | #N/A | #VALUE! | #N/A
20.5725 | 1000 | 1000 | 999 | Default | #VALUE! | 1.5 | 12 | #N/A | #VALUE! | #N/A | 7.7111 | #N/A | #N/A | #N/A | #VALUE! |  | 15 | 25 | 15 | 751 | 20.5725 | #N/A | #VALUE! | 712.5237 | #VALUE! | #N/A | #VALUE! | #N/A
20.5999 | 1000 | 1000 | 999 | Default | #VALUE! | 1.5 | 12 | #N/A | #VALUE! | #N/A | 7.7111 | #N/A | #N/A | #N/A | #VALUE! |  | 15 | 25 | 15 | 752 | 20.5999 | #N/A | #VALUE! | 713.4725 | #VALUE! | #N/A | #VALUE! | #N/A
20.6273 | 1000 | 1000 | 999 | Default | #VALUE! | 1.5 | 12 | #N/A | #VALUE! | #N/A | 7.7111 | #N/A | #N/A | #N/A | #VALUE! |  | 15 | 25 | 15 | 753 | 20.6273 | #N/A | #VALUE! | 714.4213 | #VALUE! | #N/A | #VALUE! | #N/A
20.6547 | 1000 | 1000 | 999 | Default | #VALUE! | 1.5 | 12 | #N/A | #VALUE! | #N/A | 7.7111 | #N/A | #N/A | #N/A | #VALUE! |  | 15 | 25 | 15 | 754 | 20.6547 | #N/A | #VALUE! | 715.37 | #VALUE! | #N/A | #VALUE! | #N/A
20.6821 | 1000 | 1000 | 999 | Default | #VALUE! | 1.5 | 12 | #N/A | #VALUE! | #N/A | 7.7111 | #N/A | #N/A | #N/A | #VALUE! |  | 15 | 25 | 15 | 755 | 20.6821 | #N/A | #VALUE! | 716.3188 | #VALUE! | #N/A | #VALUE! | #N/A
20.7095 | 1000 | 1000 | 999 | Default | #VALUE! | 1.5 | 12 | #N/A | #VALUE! | #N/A | 7.7111 | #N/A | #N/A | #N/A | #VALUE! |  | 15 | 25 | 15 | 756 | 20.7095 | #N/A | #VALUE! | 717.2676 | #VALUE! | #N/A | #VALUE! | #N/A
20.7369 | 1000 | 1000 | 999 | Default | #VALUE! | 1.5 | 12 | #N/A | #VALUE! | #N/A | 7.7111 | #N/A | #N/A | #N/A | #VALUE! |  | 15 | 25 | 15 | 757 | 20.7369 | #N/A | #VALUE! | 718.2163 | #VALUE! | #N/A | #VALUE! | #N/A
20.7643 | 1000 | 1000 | 999 | Default | #VALUE! | 1.5 | 12 | #N/A | #VALUE! | #N/A | 7.7111 | #N/A | #N/A | #N/A | #VALUE! |  | 15 | 25 | 15 | 758 | 20.7643 | #N/A | #VALUE! | 719.1651 | #VALUE! | #N/A | #VALUE! | #N/A
20.7917 | 1000 | 1000 | 999 | Default | #VALUE! | 1.5 | 12 | #N/A | #VALUE! | #N/A | 7.7111 | #N/A | #N/A | #N/A | #VALUE! |  | 15 | 25 | 15 | 759 | 20.7917 | #N/A | #VALUE! | 720.1139 | #VALUE! | #N/A | #VALUE! | #N/A
20.8191 | 1000 | 1000 | 999 | Default | #VALUE! | 1.5 | 12 | #N/A | #VALUE! | #N/A | 7.7111 | #N/A | #N/A | #N/A | #VALUE! |  | 15 | 25 | 15 | 760 | 20.8191 | #N/A | #VALUE! | 721.0626 | #VALUE! | #N/A | #VALUE! | #N/A
20.8465 | 1000 | 1000 | 999 | Default | #VALUE! | 1.5 | 12 | #N/A | #VALUE! | #N/A | 7.7111 | #N/A | #N/A | #N/A | #VALUE! |  | 15 | 25 | 15 | 761 | 20.8465 | #N/A | #VALUE! | 722.0114 | #VALUE! | #N/A | #VALUE! | #N/A
20.8739 | 1000 | 1000 | 999 | Default | #VALUE! | 1.5 | 12 | #N/A | #VALUE! | #N/A | 7.7111 | #N/A | #N/A | #N/A | #VALUE! |  | 15 | 25 | 15 | 762 | 20.8739 | #N/A | #VALUE! | 722.9602 | #VALUE! | #N/A | #VALUE! | #N/A
20.9012 | 1000 | 1000 | 999 | Default | #VALUE! | 1.5 | 12 | #N/A | #VALUE! | #N/A | 7.7111 | #N/A | #N/A | #N/A | #VALUE! |  | 15 | 25 | 15 | 763 | 20.9012 | #N/A | #VALUE! | 723.9089 | #VALUE! | #N/A | #VALUE! | #N/A
20.9286 | 1000 | 1000 | 999 | Default | #VALUE! | 1.5 | 12 | #N/A | #VALUE! | #N/A | 7.7111 | #N/A | #N/A | #N/A | #VALUE! |  | 15 | 25 | 15 | 764 | 20.9286 | #N/A | #VALUE! | 724.8577 | #VALUE! | #N/A | #VALUE! | #N/A
20.956 | 1000 | 1000 | 999 | Default | #VALUE! | 1.5 | 12 | #N/A | #VALUE! | #N/A | 7.7111 | #N/A | #N/A | #N/A | #VALUE! |  | 15 | 25 | 15 | 765 | 20.956 | #N/A | #VALUE! | 725.8065 | #VALUE! | #N/A | #VALUE! | #N/A
20.9834 | 1000 | 1000 | 999 | Default | #VALUE! | 1.5 | 12 | #N/A | #VALUE! | #N/A | 7.7111 | #N/A | #N/A | #N/A | #VALUE! |  | 15 | 25 | 15 | 766 | 20.9834 | #N/A | #VALUE! | 726.7552 | #VALUE! | #N/A | #VALUE! | #N/A
21.0108 | 1000 | 1000 | 999 | Default | #VALUE! | 1.5 | 12 | #N/A | #VALUE! | #N/A | 7.9039 | #N/A | #N/A | #N/A | #VALUE! |  | 15 | 25 | 15 | 767 | 21.0108 | #N/A | #VALUE! | 727.704 | #VALUE! | #N/A | #VALUE! | #N/A
21.0382 | 1000 | 1000 | 999 | Default | #VALUE! | 1.5 | 12 | #N/A | #VALUE! | #N/A | 7.9039 | #N/A | #N/A | #N/A | #VALUE! |  | 15 | 25 | 15 | 768 | 21.0382 | #N/A | #VALUE! | 728.6528 | #VALUE! | #N/A | #VALUE! | #N/A
21.0656 | 1000 | 1000 | 999 | Default | #VALUE! | 1.5 | 12 | #N/A | #VALUE! | #N/A | 7.9039 | #N/A | #N/A | #N/A | #VALUE! |  | 15 | 25 | 15 | 769 | 21.0656 | #N/A | #VALUE! | 729.6015 | #VALUE! | #N/A | #VALUE! | #N/A
21.093 | 1000 | 1000 | 999 | Default | #VALUE! | 1.5 | 12 | #N/A | #VALUE! | #N/A | 7.9039 | #N/A | #N/A | #N/A | #VALUE! |  | 15 | 25 | 15 | 770 | 21.093 | #N/A | #VALUE! | 730.5503 | #VALUE! | #N/A | #VALUE! | #N/A
21.1204 | 1000 | 1000 | 999 | Default | #VALUE! | 1.5 | 12 | #N/A | #VALUE! | #N/A | 7.9039 | #N/A | #N/A | #N/A | #VALUE! |  | 15 | 25 | 15 | 771 | 21.1204 | #N/A | #VALUE! | 731.4991 | #VALUE! | #N/A | #VALUE! | #N/A
21.1478 | 1000 | 1000 | 999 | Default | #VALUE! | 1.5 | 12 | #N/A | #VALUE! | #N/A | 7.9039 | #N/A | #N/A | #N/A | #VALUE! |  | 15 | 25 | 15 | 772 | 21.1478 | #N/A | #VALUE! | 732.4478 | #VALUE! | #N/A | #VALUE! | #N/A
21.1752 | 1000 | 1000 | 999 | Default | #VALUE! | 1.5 | 12 | #N/A | #VALUE! | #N/A | 7.9039 | #N/A | #N/A | #N/A | #VALUE! |  | 15 | 25 | 15 | 773 | 21.1752 | #N/A | #VALUE! | 733.3966 | #VALUE! | #N/A | #VALUE! | #N/A
21.2026 | 1000 | 1000 | 999 | Default | #VALUE! | 1.5 | 12 | #N/A | #VALUE! | #N/A | 7.9039 | #N/A | #N/A | #N/A | #VALUE! |  | 15 | 25 | 15 | 774 | 21.2026 | #N/A | #VALUE! | 734.3454 | #VALUE! | #N/A | #VALUE! | #N/A
21.23 | 1000 | 1000 | 999 | Default | #VALUE! | 1.5 | 12 | #N/A | #VALUE! | #N/A | 7.9039 | #N/A | #N/A | #N/A | #VALUE! |  | 15 | 25 | 15 | 775 | 21.23 | #N/A | #VALUE! | 735.2941 | #VALUE! | #N/A | #VALUE! | #N/A
21.2574 | 1000 | 1000 | 999 | Default | #VALUE! | 1.5 | 12 | #N/A | #VALUE! | #N/A | 7.9039 | #N/A | #N/A | #N/A | #VALUE! |  | 15 | 25 | 15 | 776 | 21.2574 | #N/A | #VALUE! | 736.2429 | #VALUE! | #N/A | #VALUE! | #N/A
21.2848 | 1000 | 1000 | 999 | Default | #VALUE! | 1.5 | 12 | #N/A | #VALUE! | #N/A | 7.9039 | #N/A | #N/A | #N/A | #VALUE! |  | 15 | 25 | 15 | 777 | 21.2848 | #N/A | #VALUE! | 737.1917 | #VALUE! | #N/A | #VALUE! | #N/A
21.3121 | 1000 | 1000 | 999 | Default | #VALUE! | 1.5 | 12 | #N/A | #VALUE! | #N/A | 7.9039 | #N/A | #N/A | #N/A | #VALUE! |  | 15 | 25 | 15 | 778 | 21.3121 | #N/A | #VALUE! | 738.1404 | #VALUE! | #N/A | #VALUE! | #N/A
21.3395 | 1000 | 1000 | 999 | Default | #VALUE! | 1.5 | 12 | #N/A | #VALUE! | #N/A | 7.9039 | #N/A | #N/A | #N/A | #VALUE! |  | 15 | 25 | 15 | 779 | 21.3395 | #N/A | #VALUE! | 739.0892 | #VALUE! | #N/A | #VALUE! | #N/A
21.3669 | 1000 | 1000 | 999 | Default | #VALUE! | 1.5 | 12 | #N/A | #VALUE! | #N/A | 7.9039 | #N/A | #N/A | #N/A | #VALUE! |  | 15 | 25 | 15 | 780 | 21.3669 | #N/A | #VALUE! | 740.038 | #VALUE! | #N/A | #VALUE! | #N/A
21.3943 | 1000 | 1000 | 999 | Default | #VALUE! | 1.5 | 12 | #N/A | #VALUE! | #N/A | 7.9039 | #N/A | #N/A | #N/A | #VALUE! |  | 15 | 25 | 15 | 781 | 21.3943 | #N/A | #VALUE! | 740.9867 | #VALUE! | #N/A | #VALUE! | #N/A
21.4217 | 1000 | 1000 | 999 | Default | #VALUE! | 1.5 | 12 | #N/A | #VALUE! | #N/A | 7.9039 | #N/A | #N/A | #N/A | #VALUE! |  | 15 | 25 | 15 | 782 | 21.4217 | #N/A | #VALUE! | 741.9355 | #VALUE! | #N/A | #VALUE! | #N/A
21.4491 | 1000 | 1000 | 999 | Default | #VALUE! | 1.5 | 12 | #N/A | #VALUE! | #N/A | 7.9039 | #N/A | #N/A | #N/A | #VALUE! |  | 15 | 25 | 15 | 783 | 21.4491 | #N/A | #VALUE! | 742.8843 | #VALUE! | #N/A | #VALUE! | #N/A
21.4765 | 1000 | 1000 | 999 | Default | #VALUE! | 1.5 | 12 | #N/A | #VALUE! | #N/A | 7.9039 | #N/A | #N/A | #N/A | #VALUE! |  | 15 | 25 | 15 | 784 | 21.4765 | #N/A | #VALUE! | 743.833 | #VALUE! | #N/A | #VALUE! | #N/A
21.5039 | 1000 | 1000 | 999 | Default | #VALUE! | 1.5 | 12 | #N/A | #VALUE! | #N/A | 7.9039 | #N/A | #N/A | #N/A | #VALUE! |  | 15 | 25 | 15 | 785 | 21.5039 | #N/A | #VALUE! | 744.7818 | #VALUE! | #N/A | #VALUE! | #N/A
21.5313 | 1000 | 1000 | 999 | Default | #VALUE! | 1.5 | 12 | #N/A | #VALUE! | #N/A | 7.9039 | #N/A | #N/A | #N/A | #VALUE! |  | 15 | 25 | 15 | 786 | 21.5313 | #N/A | #VALUE! | 745.7306 | #VALUE! | #N/A | #VALUE! | #N/A
21.5587 | 1000 | 1000 | 999 | Default | #VALUE! | 1.5 | 12 | #N/A | #VALUE! | #N/A | 7.9039 | #N/A | #N/A | #N/A | #VALUE! |  | 15 | 25 | 15 | 787 | 21.5587 | #N/A | #VALUE! | 746.6793 | #VALUE! | #N/A | #VALUE! | #N/A
21.5861 | 1000 | 1000 | 999 | Default | #VALUE! | 1.5 | 12 | #N/A | #VALUE! | #N/A | 7.9039 | #N/A | #N/A | #N/A | #VALUE! |  | 15 | 25 | 15 | 788 | 21.5861 | #N/A | #VALUE! | 747.6281 | #VALUE! | #N/A | #VALUE! | #N/A
21.6135 | 1000 | 1000 | 999 | Default | #VALUE! | 1.5 | 12 | #N/A | #VALUE! | #N/A | 7.9039 | #N/A | #N/A | #N/A | #VALUE! |  | 15 | 25 | 15 | 789 | 21.6135 | #N/A | #VALUE! | 748.5769 | #VALUE! | #N/A | #VALUE! | #N/A
21.6409 | 1000 | 1000 | 999 | Default | #VALUE! | 1.5 | 12 | #N/A | #VALUE! | #N/A | 7.9039 | #N/A | #N/A | #N/A | #VALUE! |  | 15 | 25 | 15 | 790 | 21.6409 | #N/A | #VALUE! | 749.5256 | #VALUE! | #N/A | #VALUE! | #N/A
21.6683 | 1000 | 1000 | 999 | Default | #VALUE! | 1.5 | 12 | #N/A | #VALUE! | #N/A | 7.9039 | #N/A | #N/A | #N/A | #VALUE! |  | 15 | 25 | 15 | 791 | 21.6683 | #N/A | #VALUE! | 750.4744 | #VALUE! | #N/A | #VALUE! | #N/A
21.6957 | 1000 | 1000 | 999 | Default | #VALUE! | 1.5 | 12 | #N/A | #VALUE! | #N/A | 7.9039 | #N/A | #N/A | #N/A | #VALUE! |  | 15 | 25 | 15 | 792 | 21.6957 | #N/A | #VALUE! | 751.4231 | #VALUE! | #N/A | #VALUE! | #N/A
21.7231 | 1000 | 1000 | 999 | Default | #VALUE! | 1.5 | 12 | #N/A | #VALUE! | #N/A | 7.9039 | #N/A | #N/A | #N/A | #VALUE! |  | 15 | 25 | 15 | 793 | 21.7231 | #N/A | #VALUE! | 752.3719 | #VALUE! | #N/A | #VALUE! | #N/A
21.7504 | 1000 | 1000 | 999 | Default | #VALUE! | 1.5 | 12 | #N/A | #VALUE! | #N/A | 7.9039 | #N/A | #N/A | #N/A | #VALUE! |  | 15 | 25 | 15 | 794 | 21.7504 | #N/A | #VALUE! | 753.3207 | #VALUE! | #N/A | #VALUE! | #N/A
21.7778 | 1000 | 1000 | 999 | Default | #VALUE! | 1.5 | 12 | #N/A | #VALUE! | #N/A | 7.9039 | #N/A | #N/A | #N/A | #VALUE! |  | 15 | 25 | 15 | 795 | 21.7778 | #N/A | #VALUE! | 754.2694 | #VALUE! | #N/A | #VALUE! | #N/A
21.8052 | 1000 | 1000 | 999 | Default | #VALUE! | 1.5 | 12 | #N/A | #VALUE! | #N/A | 7.9039 | #N/A | #N/A | #N/A | #VALUE! |  | 15 | 25 | 15 | 796 | 21.8052 | #N/A | #VALUE! | 755.2182 | #VALUE! | #N/A | #VALUE! | #N/A
21.8326 | 1000 | 1000 | 999 | Default | #VALUE! | 1.5 | 12 | #N/A | #VALUE! | #N/A | 7.9039 | #N/A | #N/A | #N/A | #VALUE! |  | 15 | 25 | 15 | 797 | 21.8326 | #N/A | #VALUE! | 756.167 | #VALUE! | #N/A | #VALUE! | #N/A
21.86 | 1000 | 1000 | 999 | Default | #VALUE! | 1.5 | 12 | #N/A | #VALUE! | #N/A | 7.9039 | #N/A | #N/A | #N/A | #VALUE! |  | 15 | 25 | 15 | 798 | 21.86 | #N/A | #VALUE! | 757.1157 | #VALUE! | #N/A | #VALUE! | #N/A
21.8874 | 1000 | 1000 | 999 | Default | #VALUE! | 1.5 | 12 | #N/A | #VALUE! | #N/A | 7.9039 | #N/A | #N/A | #N/A | #VALUE! |  | 15 | 25 | 15 | 799 | 21.8874 | #N/A | #VALUE! | 758.0645 | #VALUE! | #N/A | #VALUE! | #N/A
21.9148 | 1000 | 1000 | 999 | Default | #VALUE! | 1.5 | 12 | #N/A | #VALUE! | #N/A | 7.9039 | #N/A | #N/A | #N/A | #VALUE! |  | 15 | 25 | 15 | 800 | 21.9148 | #N/A | #VALUE! | 759.0133 | #VALUE! | #N/A | #VALUE! | #N/A
21.9422 | 1000 | 1000 | 999 | Default | #VALUE! | 1.5 | 12 | #N/A | #VALUE! | #N/A | 7.9039 | #N/A | #N/A | #N/A | #VALUE! |  | 15 | 25 | 15 | 801 | 21.9422 | #N/A | #VALUE! | 759.962 | #VALUE! | #N/A | #VALUE! | #N/A
21.9696 | 1000 | 1000 | 999 | Default | #VALUE! | 1.5 | 12 | #N/A | #VALUE! | #N/A | 7.9039 | #N/A | #N/A | #N/A | #VALUE! |  | 15 | 25 | 15 | 802 | 21.9696 | #N/A | #VALUE! | 760.9108 | #VALUE! | #N/A | #VALUE! | #N/A
21.997 | 1000 | 1000 | 999 | Default | #VALUE! | 1.5 | 12 | #N/A | #VALUE! | #N/A | 7.9039 | #N/A | #N/A | #N/A | #VALUE! |  | 15 | 25 | 15 | 803 | 21.997 | #N/A | #VALUE! | 761.8596 | #VALUE! | #N/A | #VALUE! | #N/A
22.0244 | 1000 | 1000 | 999 | Default | #VALUE! | 1.5 | 12 | #N/A | #VALUE! | #N/A | 8.1015 | #N/A | #N/A | #N/A | #VALUE! |  | 15 | 25 | 15 | 804 | 22.0244 | #N/A | #VALUE! | 762.8083 | #VALUE! | #N/A | #VALUE! | #N/A
22.0518 | 1000 | 1000 | 999 | Default | #VALUE! | 1.5 | 12 | #N/A | #VALUE! | #N/A | 8.1015 | #N/A | #N/A | #N/A | #VALUE! |  | 15 | 25 | 15 | 805 | 22.0518 | #N/A | #VALUE! | 763.7571 | #VALUE! | #N/A | #VALUE! | #N/A
22.0792 | 1000 | 1000 | 999 | Default | #VALUE! | 1.5 | 12 | #N/A | #VALUE! | #N/A | 8.1015 | #N/A | #N/A | #N/A | #VALUE! |  | 15 | 25 | 15 | 806 | 22.0792 | #N/A | #VALUE! | 764.7059 | #VALUE! | #N/A | #VALUE! | #N/A
22.1066 | 1000 | 1000 | 999 | Default | #VALUE! | 1.5 | 12 | #N/A | #VALUE! | #N/A | 8.1015 | #N/A | #N/A | #N/A | #VALUE! |  | 15 | 25 | 15 | 807 | 22.1066 | #N/A | #VALUE! | 765.6546 | #VALUE! | #N/A | #VALUE! | #N/A
22.134 | 1000 | 1000 | 999 | Default | #VALUE! | 1.5 | 12 | #N/A | #VALUE! | #N/A | 8.1015 | #N/A | #N/A | #N/A | #VALUE! |  | 15 | 25 | 15 | 808 | 22.134 | #N/A | #VALUE! | 766.6034 | #VALUE! | #N/A | #VALUE! | #N/A
22.1613 | 1000 | 1000 | 999 | Default | #VALUE! | 1.5 | 12 | #N/A | #VALUE! | #N/A | 8.1015 | #N/A | #N/A | #N/A | #VALUE! |  | 15 | 25 | 15 | 809 | 22.1613 | #N/A | #VALUE! | 767.5522 | #VALUE! | #N/A | #VALUE! | #N/A
22.1887 | 1000 | 1000 | 999 | Default | #VALUE! | 1.5 | 12 | #N/A | #VALUE! | #N/A | 8.1015 | #N/A | #N/A | #N/A | #VALUE! |  | 15 | 25 | 15 | 810 | 22.1887 | #N/A | #VALUE! | 768.5009 | #VALUE! | #N/A | #VALUE! | #N/A
22.2161 | 1000 | 1000 | 999 | Default | #VALUE! | 1.5 | 12 | #N/A | #VALUE! | #N/A | 8.1015 | #N/A | #N/A | #N/A | #VALUE! |  | 15 | 25 | 15 | 811 | 22.2161 | #N/A | #VALUE! | 769.4497 | #VALUE! | #N/A | #VALUE! | #N/A
22.2435 | 1000 | 1000 | 999 | Default | #VALUE! | 1.5 | 12 | #N/A | #VALUE! | #N/A | 8.1015 | #N/A | #N/A | #N/A | #VALUE! |  | 15 | 25 | 15 | 812 | 22.2435 | #N/A | #VALUE! | 770.3985 | #VALUE! | #N/A | #VALUE! | #N/A
22.2709 | 1000 | 1000 | 999 | Default | #VALUE! | 1.5 | 12 | #N/A | #VALUE! | #N/A | 8.1015 | #N/A | #N/A | #N/A | #VALUE! |  | 15 | 25 | 15 | 813 | 22.2709 | #N/A | #VALUE! | 771.3472 | #VALUE! | #N/A | #VALUE! | #N/A
22.2983 | 1000 | 1000 | 999 | Default | #VALUE! | 1.5 | 12 | #N/A | #VALUE! | #N/A | 8.1015 | #N/A | #N/A | #N/A | #VALUE! |  | 15 | 25 | 15 | 814 | 22.2983 | #N/A | #VALUE! | 772.296 | #VALUE! | #N/A | #VALUE! | #N/A
22.3257 | 1000 | 1000 | 999 | Default | #VALUE! | 1.5 | 12 | #N/A | #VALUE! | #N/A | 8.1015 | #N/A | #N/A | #N/A | #VALUE! |  | 15 | 25 | 15 | 815 | 22.3257 | #N/A | #VALUE! | 773.2448 | #VALUE! | #N/A | #VALUE! | #N/A
22.3531 | 1000 | 1000 | 999 | Default | #VALUE! | 1.5 | 12 | #N/A | #VALUE! | #N/A | 8.1015 | #N/A | #N/A | #N/A | #VALUE! |  | 15 | 25 | 15 | 816 | 22.3531 | #N/A | #VALUE! | 774.1935 | #VALUE! | #N/A | #VALUE! | #N/A
22.3805 | 1000 | 1000 | 999 | Default | #VALUE! | 1.5 | 12 | #N/A | #VALUE! | #N/A | 8.1015 | #N/A | #N/A | #N/A | #VALUE! |  | 15 | 25 | 15 | 817 | 22.3805 | #N/A | #VALUE! | 775.1423 | #VALUE! | #N/A | #VALUE! | #N/A
22.4079 | 1000 | 1000 | 999 | Default | #VALUE! | 1.5 | 12 | #N/A | #VALUE! | #N/A | 8.1015 | #N/A | #N/A | #N/A | #VALUE! |  | 15 | 25 | 15 | 818 | 22.4079 | #N/A | #VALUE! | 776.0911 | #VALUE! | #N/A | #VALUE! | #N/A
22.4353 | 1000 | 1000 | 999 | Default | #VALUE! | 1.5 | 12 | #N/A | #VALUE! | #N/A | 8.1015 | #N/A | #N/A | #N/A | #VALUE! |  | 15 | 25 | 15 | 819 | 22.4353 | #N/A | #VALUE! | 777.0398 | #VALUE! | #N/A | #VALUE! | #N/A
22.4627 | 1000 | 1000 | 999 | Default | #VALUE! | 1.5 | 12 | #N/A | #VALUE! | #N/A | 8.1015 | #N/A | #N/A | #N/A | #VALUE! |  | 15 | 25 | 15 | 820 | 22.4627 | #N/A | #VALUE! | 777.9886 | #VALUE! | #N/A | #VALUE! | #N/A
22.4901 | 1000 | 1000 | 999 | Default | #VALUE! | 1.5 | 12 | #N/A | #VALUE! | #N/A | 8.1015 | #N/A | #N/A | #N/A | #VALUE! |  | 15 | 25 | 15 | 821 | 22.4901 | #N/A | #VALUE! | 778.9374 | #VALUE! | #N/A | #VALUE! | #N/A
22.5175 | 1000 | 1000 | 999 | Default | #VALUE! | 1.5 | 12 | #N/A | #VALUE! | #N/A | 8.1015 | #N/A | #N/A | #N/A | #VALUE! |  | 15 | 25 | 15 | 822 | 22.5175 | #N/A | #VALUE! | 779.8861 | #VALUE! | #N/A | #VALUE! | #N/A
22.5449 | 1000 | 1000 | 999 | Default | #VALUE! | 1.5 | 12 | #N/A | #VALUE! | #N/A | 8.1015 | #N/A | #N/A | #N/A | #VALUE! |  | 15 | 25 | 15 | 823 | 22.5449 | #N/A | #VALUE! | 780.8349 | #VALUE! | #N/A | #VALUE! | #N/A
22.5723 | 1000 | 1000 | 999 | Default | #VALUE! | 1.5 | 12 | #N/A | #VALUE! | #N/A | 8.1015 | #N/A | #N/A | #N/A | #VALUE! |  | 15 | 25 | 15 | 824 | 22.5723 | #N/A | #VALUE! | 781.7837 | #VALUE! | #N/A | #VALUE! | #N/A
22.5996 | 1000 | 1000 | 999 | Default | #VALUE! | 1.5 | 12 | #N/A | #VALUE! | #N/A | 8.1015 | #N/A | #N/A | #N/A | #VALUE! |  | 15 | 25 | 15 | 825 | 22.5996 | #N/A | #VALUE! | 782.7324 | #VALUE! | #N/A | #VALUE! | #N/A
22.627 | 1000 | 1000 | 999 | Default | #VALUE! | 1.5 | 12 | #N/A | #VALUE! | #N/A | 8.1015 | #N/A | #N/A | #N/A | #VALUE! |  | 15 | 25 | 15 | 826 | 22.627 | #N/A | #VALUE! | 783.6812 | #VALUE! | #N/A | #VALUE! | #N/A
22.6544 | 1000 | 1000 | 999 | Default | #VALUE! | 1.5 | 12 | #N/A | #VALUE! | #N/A | 8.1015 | #N/A | #N/A | #N/A | #VALUE! |  | 15 | 25 | 15 | 827 | 22.6544 | #N/A | #VALUE! | 784.63 | #VALUE! | #N/A | #VALUE! | #N/A
22.6818 | 1000 | 1000 | 999 | Default | #VALUE! | 1.5 | 12 | #N/A | #VALUE! | #N/A | 8.1015 | #N/A | #N/A | #N/A | #VALUE! |  | 15 | 25 | 15 | 828 | 22.6818 | #N/A | #VALUE! | 785.5787 | #VALUE! | #N/A | #VALUE! | #N/A
22.7092 | 1000 | 1000 | 999 | Default | #VALUE! | 1.5 | 12 | #N/A | #VALUE! | #N/A | 8.1015 | #N/A | #N/A | #N/A | #VALUE! |  | 15 | 25 | 15 | 829 | 22.7092 | #N/A | #VALUE! | 786.5275 | #VALUE! | #N/A | #VALUE! | #N/A
22.7366 | 1000 | 1000 | 999 | Default | #VALUE! | 1.5 | 12 | #N/A | #VALUE! | #N/A | 8.1015 | #N/A | #N/A | #N/A | #VALUE! |  | 15 | 25 | 15 | 830 | 22.7366 | #N/A | #VALUE! | 787.4763 | #VALUE! | #N/A | #VALUE! | #N/A
22.764 | 1000 | 1000 | 999 | Default | #VALUE! | 1.5 | 12 | #N/A | #VALUE! | #N/A | 8.1015 | #N/A | #N/A | #N/A | #VALUE! |  | 15 | 25 | 15 | 831 | 22.764 | #N/A | #VALUE! | 788.425 | #VALUE! | #N/A | #VALUE! | #N/A
22.7914 | 1000 | 1000 | 999 | Default | #VALUE! | 1.5 | 12 | #N/A | #VALUE! | #N/A | 8.1015 | #N/A | #N/A | #N/A | #VALUE! |  | 15 | 25 | 15 | 832 | 22.7914 | #N/A | #VALUE! | 789.3738 | #VALUE! | #N/A | #VALUE! | #N/A
22.8188 | 1000 | 1000 | 999 | Default | #VALUE! | 1.5 | 12 | #N/A | #VALUE! | #N/A | 8.1015 | #N/A | #N/A | #N/A | #VALUE! |  | 15 | 25 | 15 | 833 | 22.8188 | #N/A | #VALUE! | 790.3226 | #VALUE! | #N/A | #VALUE! | #N/A
22.8462 | 1000 | 1000 | 999 | Default | #VALUE! | 1.5 | 12 | #N/A | #VALUE! | #N/A | 8.1015 | #N/A | #N/A | #N/A | #VALUE! |  | 15 | 25 | 15 | 834 | 22.8462 | #N/A | #VALUE! | 791.2713 | #VALUE! | #N/A | #VALUE! | #N/A
22.8736 | 1000 | 1000 | 999 | Default | #VALUE! | 1.5 | 12 | #N/A | #VALUE! | #N/A | 8.1015 | #N/A | #N/A | #N/A | #VALUE! |  | 15 | 25 | 15 | 835 | 22.8736 | #N/A | #VALUE! | 792.2201 | #VALUE! | #N/A | #VALUE! | #N/A
22.901 | 1000 | 1000 | 999 | Default | #VALUE! | 1.5 | 12 | #N/A | #VALUE! | #N/A | 8.1015 | #N/A | #N/A | #N/A | #VALUE! |  | 15 | 25 | 15 | 836 | 22.901 | #N/A | #VALUE! | 793.1689 | #VALUE! | #N/A | #VALUE! | #N/A
22.9284 | 1000 | 1000 | 999 | Default | #VALUE! | 1.5 | 12 | #N/A | #VALUE! | #N/A | 8.1015 | #N/A | #N/A | #N/A | #VALUE! |  | 15 | 25 | 15 | 837 | 22.9284 | #N/A | #VALUE! | 794.1176 | #VALUE! | #N/A | #VALUE! | #N/A
22.9558 | 1000 | 1000 | 999 | Default | #VALUE! | 1.5 | 12 | #N/A | #VALUE! | #N/A | 8.1015 | #N/A | #N/A | #N/A | #VALUE! |  | 15 | 25 | 15 | 838 | 22.9558 | #N/A | #VALUE! | 795.0664 | #VALUE! | #N/A | #VALUE! | #N/A
22.9832 | 1000 | 1000 | 999 | Default | #VALUE! | 1.5 | 12 | #N/A | #VALUE! | #N/A | 8.1015 | #N/A | #N/A | #N/A | #VALUE! |  | 15 | 25 | 15 | 839 | 22.9832 | #N/A | #VALUE! | 796.0152 | #VALUE! | #N/A | #VALUE! | #N/A
23.0105 | 1000 | 1000 | 999 | Default | #VALUE! | 1.5 | 12 | #N/A | #VALUE! | #N/A | 8.3041 | #N/A | #N/A | #N/A | #VALUE! |  | 15 | 25 | 15 | 840 | 23.0105 | #N/A | #VALUE! | 796.9639 | #VALUE! | #N/A | #VALUE! | #N/A
23.0379 | 1000 | 1000 | 999 | Default | #VALUE! | 1.5 | 12 | #N/A | #VALUE! | #N/A | 8.3041 | #N/A | #N/A | #N/A | #VALUE! |  | 15 | 25 | 15 | 841 | 23.0379 | #N/A | #VALUE! | 797.9127 | #VALUE! | #N/A | #VALUE! | #N/A
23.0653 | 1000 | 1000 | 999 | Default | #VALUE! | 1.5 | 12 | #N/A | #VALUE! | #N/A | 8.3041 | #N/A | #N/A | #N/A | #VALUE! |  | 15 | 25 | 15 | 842 | 23.0653 | #N/A | #VALUE! | 798.8615 | #VALUE! | #N/A | #VALUE! | #N/A
23.0927 | 1000 | 1000 | 999 | Default | #VALUE! | 1.5 | 12 | #N/A | #VALUE! | #N/A | 8.3041 | #N/A | #N/A | #N/A | #VALUE! |  | 15 | 25 | 15 | 843 | 23.0927 | #N/A | #VALUE! | 799.8102 | #VALUE! | #N/A | #VALUE! | #N/A
23.1201 | 1000 | 1000 | 999 | Default | #VALUE! | 1.5 | 12 | #N/A | #VALUE! | #N/A | 8.3041 | #N/A | #N/A | #N/A | #VALUE! |  | 15 | 25 | 15 | 844 | 23.1201 | #N/A | #VALUE! | 800.759 | #VALUE! | #N/A | #VALUE! | #N/A
23.1475 | 1000 | 1000 | 999 | Default | #VALUE! | 1.5 | 12 | #N/A | #VALUE! | #N/A | 8.3041 | #N/A | #N/A | #N/A | #VALUE! |  | 15 | 25 | 15 | 845 | 23.1475 | #N/A | #VALUE! | 801.7078 | #VALUE! | #N/A | #VALUE! | #N/A
23.1749 | 1000 | 1000 | 999 | Default | #VALUE! | 1.5 | 12 | #N/A | #VALUE! | #N/A | 8.3041 | #N/A | #N/A | #N/A | #VALUE! |  | 15 | 25 | 15 | 846 | 23.1749 | #N/A | #VALUE! | 802.6565 | #VALUE! | #N/A | #VALUE! | #N/A
23.2023 | 1000 | 1000 | 999 | Default | #VALUE! | 1.5 | 12 | #N/A | #VALUE! | #N/A | 8.3041 | #N/A | #N/A | #N/A | #VALUE! |  | 15 | 25 | 15 | 847 | 23.2023 | #N/A | #VALUE! | 803.6053 | #VALUE! | #N/A | #VALUE! | #N/A
23.2297 | 1000 | 1000 | 999 | Default | #VALUE! | 1.5 | 12 | #N/A | #VALUE! | #N/A | 8.3041 | #N/A | #N/A | #N/A | #VALUE! |  | 15 | 25 | 15 | 848 | 23.2297 | #N/A | #VALUE! | 804.5541 | #VALUE! | #N/A | #VALUE! | #N/A
23.2571 | 1000 | 1000 | 999 | Default | #VALUE! | 1.5 | 12 | #N/A | #VALUE! | #N/A | 8.3041 | #N/A | #N/A | #N/A | #VALUE! |  | 15 | 25 | 15 | 849 | 23.2571 | #N/A | #VALUE! | 805.5028 | #VALUE! | #N/A | #VALUE! | #N/A
23.2845 | 1000 | 1000 | 999 | Default | #VALUE! | 1.5 | 12 | #N/A | #VALUE! | #N/A | 8.3041 | #N/A | #N/A | #N/A | #VALUE! |  | 15 | 25 | 15 | 850 | 23.2845 | #N/A | #VALUE! | 806.4516 | #VALUE! | #N/A | #VALUE! | #N/A
23.3119 | 1000 | 1000 | 999 | Default | #VALUE! | 1.5 | 12 | #N/A | #VALUE! | #N/A | 8.3041 | #N/A | #N/A | #N/A | #VALUE! |  | 15 | 25 | 15 | 851 | 23.3119 | #N/A | #VALUE! | 807.4004 | #VALUE! | #N/A | #VALUE! | #N/A
23.3393 | 1000 | 1000 | 999 | Default | #VALUE! | 1.5 | 12 | #N/A | #VALUE! | #N/A | 8.3041 | #N/A | #N/A | #N/A | #VALUE! |  | 15 | 25 | 15 | 852 | 23.3393 | #N/A | #VALUE! | 808.3491 | #VALUE! | #N/A | #VALUE! | #N/A
23.3667 | 1000 | 1000 | 999 | Default | #VALUE! | 1.5 | 12 | #N/A | #VALUE! | #N/A | 8.3041 | #N/A | #N/A | #N/A | #VALUE! |  | 15 | 25 | 15 | 853 | 23.3667 | #N/A | #VALUE! | 809.2979 | #VALUE! | #N/A | #VALUE! | #N/A
23.3941 | 1000 | 1000 | 999 | Default | #VALUE! | 1.5 | 12 | #N/A | #VALUE! | #N/A | 8.3041 | #N/A | #N/A | #N/A | #VALUE! |  | 15 | 25 | 15 | 854 | 23.3941 | #N/A | #VALUE! | 810.2467 | #VALUE! | #N/A | #VALUE! | #N/A
23.4214 | 1000 | 1000 | 999 | Default | #VALUE! | 1.5 | 12 | #N/A | #VALUE! | #N/A | 8.3041 | #N/A | #N/A | #N/A | #VALUE! |  | 15 | 25 | 15 | 855 | 23.4214 | #N/A | #VALUE! | 811.1954 | #VALUE! | #N/A | #VALUE! | #N/A
23.4488 | 1000 | 1000 | 999 | Default | #VALUE! | 1.5 | 12 | #N/A | #VALUE! | #N/A | 8.3041 | #N/A | #N/A | #N/A | #VALUE! |  | 15 | 25 | 15 | 856 | 23.4488 | #N/A | #VALUE! | 812.1442 | #VALUE! | #N/A | #VALUE! | #N/A
23.4762 | 1000 | 1000 | 999 | Default | #VALUE! | 1.5 | 12 | #N/A | #VALUE! | #N/A | 8.3041 | #N/A | #N/A | #N/A | #VALUE! |  | 15 | 25 | 15 | 857 | 23.4762 | #N/A | #VALUE! | 813.093 | #VALUE! | #N/A | #VALUE! | #N/A
23.5036 | 1000 | 1000 | 999 | Default | #VALUE! | 1.5 | 12 | #N/A | #VALUE! | #N/A | 8.3041 | #N/A | #N/A | #N/A | #VALUE! |  | 15 | 25 | 15 | 858 | 23.5036 | #N/A | #VALUE! | 814.0417 | #VALUE! | #N/A | #VALUE! | #N/A
23.531 | 1000 | 1000 | 999 | Default | #VALUE! | 1.5 | 12 | #N/A | #VALUE! | #N/A | 8.3041 | #N/A | #N/A | #N/A | #VALUE! |  | 15 | 25 | 15 | 859 | 23.531 | #N/A | #VALUE! | 814.9905 | #VALUE! | #N/A | #VALUE! | #N/A
23.5584 | 1000 | 1000 | 999 | Default | #VALUE! | 1.5 | 12 | #N/A | #VALUE! | #N/A | 8.3041 | #N/A | #N/A | #N/A | #VALUE! |  | 15 | 25 | 15 | 860 | 23.5584 | #N/A | #VALUE! | 815.9393 | #VALUE! | #N/A | #VALUE! | #N/A
23.5858 | 1000 | 1000 | 999 | Default | #VALUE! | 1.5 | 12 | #N/A | #VALUE! | #N/A | 8.3041 | #N/A | #N/A | #N/A | #VALUE! |  | 15 | 25 | 15 | 861 | 23.5858 | #N/A | #VALUE! | 816.888 | #VALUE! | #N/A | #VALUE! | #N/A
23.6132 | 1000 | 1000 | 999 | Default | #VALUE! | 1.5 | 12 | #N/A | #VALUE! | #N/A | 8.3041 | #N/A | #N/A | #N/A | #VALUE! |  | 15 | 25 | 15 | 862 | 23.6132 | #N/A | #VALUE! | 817.8368 | #VALUE! | #N/A | #VALUE! | #N/A
23.6406 | 1000 | 1000 | 999 | Default | #VALUE! | 1.5 | 12 | #N/A | #VALUE! | #N/A | 8.3041 | #N/A | #N/A | #N/A | #VALUE! |  | 15 | 25 | 15 | 863 | 23.6406 | #N/A | #VALUE! | 818.7856 | #VALUE! | #N/A | #VALUE! | #N/A
23.668 | 1000 | 1000 | 999 | Default | #VALUE! | 1.5 | 12 | #N/A | #VALUE! | #N/A | 8.3041 | #N/A | #N/A | #N/A | #VALUE! |  | 15 | 25 | 15 | 864 | 23.668 | #N/A | #VALUE! | 819.7343 | #VALUE! | #N/A | #VALUE! | #N/A
23.6954 | 1000 | 1000 | 999 | Default | #VALUE! | 1.5 | 12 | #N/A | #VALUE! | #N/A | 8.3041 | #N/A | #N/A | #N/A | #VALUE! |  | 15 | 25 | 15 | 865 | 23.6954 | #N/A | #VALUE! | 820.6831 | #VALUE! | #N/A | #VALUE! | #N/A
23.7228 | 1000 | 1000 | 999 | Default | #VALUE! | 1.5 | 12 | #N/A | #VALUE! | #N/A | 8.3041 | #N/A | #N/A | #N/A | #VALUE! |  | 15 | 25 | 15 | 866 | 23.7228 | #N/A | #VALUE! | 821.6319 | #VALUE! | #N/A | #VALUE! | #N/A
23.7502 | 1000 | 1000 | 999 | Default | #VALUE! | 1.5 | 12 | #N/A | #VALUE! | #N/A | 8.3041 | #N/A | #N/A | #N/A | #VALUE! |  | 15 | 25 | 15 | 867 | 23.7502 | #N/A | #VALUE! | 822.5806 | #VALUE! | #N/A | #VALUE! | #N/A
23.7776 | 1000 | 1000 | 999 | Default | #VALUE! | 1.5 | 12 | #N/A | #VALUE! | #N/A | 8.3041 | #N/A | #N/A | #N/A | #VALUE! |  | 15 | 25 | 15 | 868 | 23.7776 | #N/A | #VALUE! | 823.5294 | #VALUE! | #N/A | #VALUE! | #N/A
23.805 | 1000 | 1000 | 999 | Default | #VALUE! | 1.5 | 12 | #N/A | #VALUE! | #N/A | 8.3041 | #N/A | #N/A | #N/A | #VALUE! |  | 15 | 25 | 15 | 869 | 23.805 | #N/A | #VALUE! | 824.4782 | #VALUE! | #N/A | #VALUE! | #N/A
23.8324 | 1000 | 1000 | 999 | Default | #VALUE! | 1.5 | 12 | #N/A | #VALUE! | #N/A | 8.3041 | #N/A | #N/A | #N/A | #VALUE! |  | 15 | 25 | 15 | 870 | 23.8324 | #N/A | #VALUE! | 825.4269 | #VALUE! | #N/A | #VALUE! | #N/A
23.8597 | 1000 | 1000 | 999 | Default | #VALUE! | 1.5 | 12 | #N/A | #VALUE! | #N/A | 8.3041 | #N/A | #N/A | #N/A | #VALUE! |  | 15 | 25 | 15 | 871 | 23.8597 | #N/A | #VALUE! | 826.3757 | #VALUE! | #N/A | #VALUE! | #N/A
23.8871 | 1000 | 1000 | 999 | Default | #VALUE! | 1.5 | 12 | #N/A | #VALUE! | #N/A | 8.3041 | #N/A | #N/A | #N/A | #VALUE! |  | 15 | 25 | 15 | 872 | 23.8871 | #N/A | #VALUE! | 827.3245 | #VALUE! | #N/A | #VALUE! | #N/A
23.9145 | 1000 | 1000 | 999 | Default | #VALUE! | 1.5 | 12 | #N/A | #VALUE! | #N/A | 8.3041 | #N/A | #N/A | #N/A | #VALUE! |  | 15 | 25 | 15 | 873 | 23.9145 | #N/A | #VALUE! | 828.2732 | #VALUE! | #N/A | #VALUE! | #N/A
23.9419 | 1000 | 1000 | 999 | Default | #VALUE! | 1.5 | 12 | #N/A | #VALUE! | #N/A | 8.3041 | #N/A | #N/A | #N/A | #VALUE! |  | 15 | 25 | 15 | 874 | 23.9419 | #N/A | #VALUE! | 829.222 | #VALUE! | #N/A | #VALUE! | #N/A
23.9693 | 1000 | 1000 | 999 | Default | #VALUE! | 1.5 | 12 | #N/A | #VALUE! | #N/A | 8.3041 | #N/A | #N/A | #N/A | #VALUE! |  | 15 | 25 | 15 | 875 | 23.9693 | #N/A | #VALUE! | 830.1708 | #VALUE! | #N/A | #VALUE! | #N/A
23.9967 | 1000 | 1000 | 999 | Default | #VALUE! | 1.5 | 12 | #N/A | #VALUE! | #N/A | 8.3041 | #N/A | #N/A | #N/A | #VALUE! |  | 15 | 25 | 15 | 876 | 23.9967 | #N/A | #VALUE! | 831.1195 | #VALUE! | #N/A | #VALUE! | #N/A
24.0241 | 1000 | 1000 | 999 | Default | #VALUE! | 1.5 | 12 | #N/A | #VALUE! | #N/A | 8.5117 | #N/A | #N/A | #N/A | #VALUE! |  | 15 | 25 | 15 | 877 | 24.0241 | #N/A | #VALUE! | 832.0683 | #VALUE! | #N/A | #VALUE! | #N/A
24.0515 | 1000 | 1000 | 999 | Default | #VALUE! | 1.5 | 12 | #N/A | #VALUE! | #N/A | 8.5117 | #N/A | #N/A | #N/A | #VALUE! |  | 15 | 25 | 15 | 878 | 24.0515 | #N/A | #VALUE! | 833.0171 | #VALUE! | #N/A | #VALUE! | #N/A
24.0789 | 1000 | 1000 | 999 | Default | #VALUE! | 1.5 | 12 | #N/A | #VALUE! | #N/A | 8.5117 | #N/A | #N/A | #N/A | #VALUE! |  | 15 | 25 | 15 | 879 | 24.0789 | #N/A | #VALUE! | 833.9658 | #VALUE! | #N/A | #VALUE! | #N/A
24.1063 | 1000 | 1000 | 999 | Default | #VALUE! | 1.5 | 12 | #N/A | #VALUE! | #N/A | 8.5117 | #N/A | #N/A | #N/A | #VALUE! |  | 15 | 25 | 15 | 880 | 24.1063 | #N/A | #VALUE! | 834.9146 | #VALUE! | #N/A | #VALUE! | #N/A
24.1337 | 1000 | 1000 | 999 | Default | #VALUE! | 1.5 | 12 | #N/A | #VALUE! | #N/A | 8.5117 | #N/A | #N/A | #N/A | #VALUE! |  | 15 | 25 | 15 | 881 | 24.1337 | #N/A | #VALUE! | 835.8634 | #VALUE! | #N/A | #VALUE! | #N/A
24.1611 | 1000 | 1000 | 999 | Default | #VALUE! | 1.5 | 12 | #N/A | #VALUE! | #N/A | 8.5117 | #N/A | #N/A | #N/A | #VALUE! |  | 15 | 25 | 15 | 882 | 24.1611 | #N/A | #VALUE! | 836.8121 | #VALUE! | #N/A | #VALUE! | #N/A
24.1885 | 1000 | 1000 | 999 | Default | #VALUE! | 1.5 | 12 | #N/A | #VALUE! | #N/A | 8.5117 | #N/A | #N/A | #N/A | #VALUE! |  | 15 | 25 | 15 | 883 | 24.1885 | #N/A | #VALUE! | 837.7609 | #VALUE! | #N/A | #VALUE! | #N/A
24.2159 | 1000 | 1000 | 999 | Default | #VALUE! | 1.5 | 12 | #N/A | #VALUE! | #N/A | 8.5117 | #N/A | #N/A | #N/A | #VALUE! |  | 15 | 25 | 15 | 884 | 24.2159 | #N/A | #VALUE! | 838.7097 | #VALUE! | #N/A | #VALUE! | #N/A
24.2433 | 1000 | 1000 | 999 | Default | #VALUE! | 1.5 | 12 | #N/A | #VALUE! | #N/A | 8.5117 | #N/A | #N/A | #N/A | #VALUE! |  | 15 | 25 | 15 | 885 | 24.2433 | #N/A | #VALUE! | 839.6584 | #VALUE! | #N/A | #VALUE! | #N/A
24.2706 | 1000 | 1000 | 999 | Default | #VALUE! | 1.5 | 12 | #N/A | #VALUE! | #N/A | 8.5117 | #N/A | #N/A | #N/A | #VALUE! |  | 15 | 25 | 15 | 886 | 24.2706 | #N/A | #VALUE! | 840.6072 | #VALUE! | #N/A | #VALUE! | #N/A
24.298 | 1000 | 1000 | 999 | Default | #VALUE! | 1.5 | 12 | #N/A | #VALUE! | #N/A | 8.5117 | #N/A | #N/A | #N/A | #VALUE! |  | 15 | 25 | 15 | 887 | 24.298 | #N/A | #VALUE! | 841.556 | #VALUE! | #N/A | #VALUE! | #N/A
24.3254 | 1000 | 1000 | 999 | Default | #VALUE! | 1.5 | 12 | #N/A | #VALUE! | #N/A | 8.5117 | #N/A | #N/A | #N/A | #VALUE! |  | 15 | 25 | 15 | 888 | 24.3254 | #N/A | #VALUE! | 842.5047 | #VALUE! | #N/A | #VALUE! | #N/A
24.3528 | 1000 | 1000 | 999 | Default | #VALUE! | 1.5 | 12 | #N/A | #VALUE! | #N/A | 8.5117 | #N/A | #N/A | #N/A | #VALUE! |  | 15 | 25 | 15 | 889 | 24.3528 | #N/A | #VALUE! | 843.4535 | #VALUE! | #N/A | #VALUE! | #N/A
24.3802 | 1000 | 1000 | 999 | Default | #VALUE! | 1.5 | 12 | #N/A | #VALUE! | #N/A | 8.5117 | #N/A | #N/A | #N/A | #VALUE! |  | 15 | 25 | 15 | 890 | 24.3802 | #N/A | #VALUE! | 844.4023 | #VALUE! | #N/A | #VALUE! | #N/A
24.4076 | 1000 | 1000 | 999 | Default | #VALUE! | 1.5 | 12 | #N/A | #VALUE! | #N/A | 8.5117 | #N/A | #N/A | #N/A | #VALUE! |  | 15 | 25 | 15 | 891 | 24.4076 | #N/A | #VALUE! | 845.351 | #VALUE! | #N/A | #VALUE! | #N/A
24.435 | 1000 | 1000 | 999 | Default | #VALUE! | 1.5 | 12 | #N/A | #VALUE! | #N/A | 8.5117 | #N/A | #N/A | #N/A | #VALUE! |  | 15 | 25 | 15 | 892 | 24.435 | #N/A | #VALUE! | 846.2998 | #VALUE! | #N/A | #VALUE! | #N/A
24.4624 | 1000 | 1000 | 999 | Default | #VALUE! | 1.5 | 12 | #N/A | #VALUE! | #N/A | 8.5117 | #N/A | #N/A | #N/A | #VALUE! |  | 15 | 25 | 15 | 893 | 24.4624 | #N/A | #VALUE! | 847.2486 | #VALUE! | #N/A | #VALUE! | #N/A
24.4898 | 1000 | 1000 | 999 | Default | #VALUE! | 1.5 | 12 | #N/A | #VALUE! | #N/A | 8.5117 | #N/A | #N/A | #N/A | #VALUE! |  | 15 | 25 | 15 | 894 | 24.4898 | #N/A | #VALUE! | 848.1973 | #VALUE! | #N/A | #VALUE! | #N/A
24.5172 | 1000 | 1000 | 999 | Default | #VALUE! | 1.5 | 12 | #N/A | #VALUE! | #N/A | 8.5117 | #N/A | #N/A | #N/A | #VALUE! |  | 15 | 25 | 15 | 895 | 24.5172 | #N/A | #VALUE! | 849.1461 | #VALUE! | #N/A | #VALUE! | #N/A
24.5446 | 1000 | 1000 | 999 | Default | #VALUE! | 1.5 | 12 | #N/A | #VALUE! | #N/A | 8.5117 | #N/A | #N/A | #N/A | #VALUE! |  | 15 | 25 | 15 | 896 | 24.5446 | #N/A | #VALUE! | 850.0949 | #VALUE! | #N/A | #VALUE! | #N/A
24.572 | 1000 | 1000 | 999 | Default | #VALUE! | 1.5 | 12 | #N/A | #VALUE! | #N/A | 8.5117 | #N/A | #N/A | #N/A | #VALUE! |  | 15 | 25 | 15 | 897 | 24.572 | #N/A | #VALUE! | 851.0436 | #VALUE! | #N/A | #VALUE! | #N/A
24.5994 | 1000 | 1000 | 999 | Default | #VALUE! | 1.5 | 12 | #N/A | #VALUE! | #N/A | 8.5117 | #N/A | #N/A | #N/A | #VALUE! |  | 15 | 25 | 15 | 898 | 24.5994 | #N/A | #VALUE! | 851.9924 | #VALUE! | #N/A | #VALUE! | #N/A
24.6268 | 1000 | 1000 | 999 | Default | #VALUE! | 1.5 | 12 | #N/A | #VALUE! | #N/A | 8.5117 | #N/A | #N/A | #N/A | #VALUE! |  | 15 | 25 | 15 | 899 | 24.6268 | #N/A | #VALUE! | 852.9412 | #VALUE! | #N/A | #VALUE! | #N/A
24.6542 | 1000 | 1000 | 999 | Default | #VALUE! | 1.5 | 12 | #N/A | #VALUE! | #N/A | 8.5117 | #N/A | #N/A | #N/A | #VALUE! |  | 15 | 25 | 15 | 900 | 24.6542 | #N/A | #VALUE! | 853.8899 | #VALUE! | #N/A | #VALUE! | #N/A
24.6816 | 1000 | 1000 | 999 | Default | #VALUE! | 1.5 | 12 | #N/A | #VALUE! | #N/A | 8.5117 | #N/A | #N/A | #N/A | #VALUE! |  | 15 | 25 | 15 | 901 | 24.6816 | #N/A | #VALUE! | 854.8387 | #VALUE! | #N/A | #VALUE! | #N/A
24.7089 | 1000 | 1000 | 999 | Default | #VALUE! | 1.5 | 12 | #N/A | #VALUE! | #N/A | 8.5117 | #N/A | #N/A | #N/A | #VALUE! |  | 15 | 25 | 15 | 902 | 24.7089 | #N/A | #VALUE! | 855.7875 | #VALUE! | #N/A | #VALUE! | #N/A
24.7363 | 1000 | 1000 | 999 | Default | #VALUE! | 1.5 | 12 | #N/A | #VALUE! | #N/A | 8.5117 | #N/A | #N/A | #N/A | #VALUE! |  | 15 | 25 | 15 | 903 | 24.7363 | #N/A | #VALUE! | 856.7362 | #VALUE! | #N/A | #VALUE! | #N/A
24.7637 | 1000 | 1000 | 999 | Default | #VALUE! | 1.5 | 12 | #N/A | #VALUE! | #N/A | 8.5117 | #N/A | #N/A | #N/A | #VALUE! |  | 15 | 25 | 15 | 904 | 24.7637 | #N/A | #VALUE! | 857.685 | #VALUE! | #N/A | #VALUE! | #N/A
24.7911 | 1000 | 1000 | 999 | Default | #VALUE! | 1.5 | 12 | #N/A | #VALUE! | #N/A | 8.5117 | #N/A | #N/A | #N/A | #VALUE! |  | 15 | 25 | 15 | 905 | 24.7911 | #N/A | #VALUE! | 858.6338 | #VALUE! | #N/A | #VALUE! | #N/A
24.8185 | 1000 | 1000 | 999 | Default | #VALUE! | 1.5 | 12 | #N/A | #VALUE! | #N/A | 8.5117 | #N/A | #N/A | #N/A | #VALUE! |  | 15 | 25 | 15 | 906 | 24.8185 | #N/A | #VALUE! | 859.5825 | #VALUE! | #N/A | #VALUE! | #N/A
24.8459 | 1000 | 1000 | 999 | Default | #VALUE! | 1.5 | 12 | #N/A | #VALUE! | #N/A | 8.5117 | #N/A | #N/A | #N/A | #VALUE! |  | 15 | 25 | 15 | 907 | 24.8459 | #N/A | #VALUE! | 860.5313 | #VALUE! | #N/A | #VALUE! | #N/A
24.8733 | 1000 | 1000 | 999 | Default | #VALUE! | 1.5 | 12 | #N/A | #VALUE! | #N/A | 8.5117 | #N/A | #N/A | #N/A | #VALUE! |  | 15 | 25 | 15 | 908 | 24.8733 | #N/A | #VALUE! | 861.4801 | #VALUE! | #N/A | #VALUE! | #N/A
24.9007 | 1000 | 1000 | 999 | Default | #VALUE! | 1.5 | 12 | #N/A | #VALUE! | #N/A | 8.5117 | #N/A | #N/A | #N/A | #VALUE! |  | 15 | 25 | 15 | 909 | 24.9007 | #N/A | #VALUE! | 862.4288 | #VALUE! | #N/A | #VALUE! | #N/A
24.9281 | 1000 | 1000 | 999 | Default | #VALUE! | 1.5 | 12 | #N/A | #VALUE! | #N/A | 8.5117 | #N/A | #N/A | #N/A | #VALUE! |  | 15 | 25 | 15 | 910 | 24.9281 | #N/A | #VALUE! | 863.3776 | #VALUE! | #N/A | #VALUE! | #N/A
24.9555 | 1000 | 1000 | 999 | Default | #VALUE! | 1.5 | 12 | #N/A | #VALUE! | #N/A | 8.5117 | #N/A | #N/A | #N/A | #VALUE! |  | 15 | 25 | 15 | 911 | 24.9555 | #N/A | #VALUE! | 864.3264 | #VALUE! | #N/A | #VALUE! | #N/A
24.9829 | 1000 | 1000 | 999 | Default | #VALUE! | 1.5 | 12 | #N/A | #VALUE! | #N/A | 8.5117 | #N/A | #N/A | #N/A | #VALUE! |  | 15 | 25 | 15 | 912 | 24.9829 | #N/A | #VALUE! | 865.2751 | #VALUE! | #N/A | #VALUE! | #N/A
25.0103 | 1000 | 1000 | 999 | Default | #VALUE! | 1.5 | 12 | #N/A | #VALUE! | #N/A | 8.7244 | #N/A | #N/A | #N/A | #VALUE! |  | 15 | 25 | 15 | 913 | 25.0103 | #N/A | #VALUE! | 866.2239 | #VALUE! | #N/A | #VALUE! | #N/A
25.0377 | 1000 | 1000 | 999 | Default | #VALUE! | 1.5 | 12 | #N/A | #VALUE! | #N/A | 8.7244 | #N/A | #N/A | #N/A | #VALUE! |  | 15 | 25 | 15 | 914 | 25.0377 | #N/A | #VALUE! | 867.1727 | #VALUE! | #N/A | #VALUE! | #N/A
25.0651 | 1000 | 1000 | 999 | Default | #VALUE! | 1.5 | 12 | #N/A | #VALUE! | #N/A | 8.7244 | #N/A | #N/A | #N/A | #VALUE! |  | 15 | 25 | 15 | 915 | 25.0651 | #N/A | #VALUE! | 868.1214 | #VALUE! | #N/A | #VALUE! | #N/A
25.0925 | 1000 | 1000 | 999 | Default | #VALUE! | 1.5 | 12 | #N/A | #VALUE! | #N/A | 8.7244 | #N/A | #N/A | #N/A | #VALUE! |  | 15 | 25 | 15 | 916 | 25.0925 | #N/A | #VALUE! | 869.0702 | #VALUE! | #N/A | #VALUE! | #N/A
25.1198 | 1000 | 1000 | 999 | Default | #VALUE! | 1.5 | 12 | #N/A | #VALUE! | #N/A | 8.7244 | #N/A | #N/A | #N/A | #VALUE! |  | 15 | 25 | 15 | 917 | 25.1198 | #N/A | #VALUE! | 870.019 | #VALUE! | #N/A | #VALUE! | #N/A
25.1472 | 1000 | 1000 | 999 | Default | #VALUE! | 1.5 | 12 | #N/A | #VALUE! | #N/A | 8.7244 | #N/A | #N/A | #N/A | #VALUE! |  | 15 | 25 | 15 | 918 | 25.1472 | #N/A | #VALUE! | 870.9677 | #VALUE! | #N/A | #VALUE! | #N/A
25.1746 | 1000 | 1000 | 999 | Default | #VALUE! | 1.5 | 12 | #N/A | #VALUE! | #N/A | 8.7244 | #N/A | #N/A | #N/A | #VALUE! |  | 15 | 25 | 15 | 919 | 25.1746 | #N/A | #VALUE! | 871.9165 | #VALUE! | #N/A | #VALUE! | #N/A
25.202 | 1000 | 1000 | 999 | Default | #VALUE! | 1.5 | 12 | #N/A | #VALUE! | #N/A | 8.7244 | #N/A | #N/A | #N/A | #VALUE! |  | 15 | 25 | 15 | 920 | 25.202 | #N/A | #VALUE! | 872.8653 | #VALUE! | #N/A | #VALUE! | #N/A
25.2294 | 1000 | 1000 | 999 | Default | #VALUE! | 1.5 | 12 | #N/A | #VALUE! | #N/A | 8.7244 | #N/A | #N/A | #N/A | #VALUE! |  | 15 | 25 | 15 | 921 | 25.2294 | #N/A | #VALUE! | 873.814 | #VALUE! | #N/A | #VALUE! | #N/A
25.2568 | 1000 | 1000 | 999 | Default | #VALUE! | 1.5 | 12 | #N/A | #VALUE! | #N/A | 8.7244 | #N/A | #N/A | #N/A | #VALUE! |  | 15 | 25 | 15 | 922 | 25.2568 | #N/A | #VALUE! | 874.7628 | #VALUE! | #N/A | #VALUE! | #N/A
25.2842 | 1000 | 1000 | 999 | Default | #VALUE! | 1.5 | 12 | #N/A | #VALUE! | #N/A | 8.7244 | #N/A | #N/A | #N/A | #VALUE! |  | 15 | 25 | 15 | 923 | 25.2842 | #N/A | #VALUE! | 875.7116 | #VALUE! | #N/A | #VALUE! | #N/A
25.3116 | 1000 | 1000 | 999 | Default | #VALUE! | 1.5 | 12 | #N/A | #VALUE! | #N/A | 8.7244 | #N/A | #N/A | #N/A | #VALUE! |  | 15 | 25 | 15 | 924 | 25.3116 | #N/A | #VALUE! | 876.6603 | #VALUE! | #N/A | #VALUE! | #N/A
25.339 | 1000 | 1000 | 999 | Default | #VALUE! | 1.5 | 12 | #N/A | #VALUE! | #N/A | 8.7244 | #N/A | #N/A | #N/A | #VALUE! |  | 15 | 25 | 15 | 925 | 25.339 | #N/A | #VALUE! | 877.6091 | #VALUE! | #N/A | #VALUE! | #N/A
25.3664 | 1000 | 1000 | 999 | Default | #VALUE! | 1.5 | 12 | #N/A | #VALUE! | #N/A | 8.7244 | #N/A | #N/A | #N/A | #VALUE! |  | 15 | 25 | 15 | 926 | 25.3664 | #N/A | #VALUE! | 878.5579 | #VALUE! | #N/A | #VALUE! | #N/A
25.3938 | 1000 | 1000 | 999 | Default | #VALUE! | 1.5 | 12 | #N/A | #VALUE! | #N/A | 8.7244 | #N/A | #N/A | #N/A | #VALUE! |  | 15 | 25 | 15 | 927 | 25.3938 | #N/A | #VALUE! | 879.5066 | #VALUE! | #N/A | #VALUE! | #N/A
25.4212 | 1000 | 1000 | 999 | Default | #VALUE! | 1.5 | 12 | #N/A | #VALUE! | #N/A | 8.7244 | #N/A | #N/A | #N/A | #VALUE! |  | 15 | 25 | 15 | 928 | 25.4212 | #N/A | #VALUE! | 880.4554 | #VALUE! | #N/A | #VALUE! | #N/A
25.4486 | 1000 | 1000 | 999 | Default | #VALUE! | 1.5 | 12 | #N/A | #VALUE! | #N/A | 8.7244 | #N/A | #N/A | #N/A | #VALUE! |  | 15 | 25 | 15 | 929 | 25.4486 | #N/A | #VALUE! | 881.4042 | #VALUE! | #N/A | #VALUE! | #N/A
25.476 | 1000 | 1000 | 999 | Default | #VALUE! | 1.5 | 12 | #N/A | #VALUE! | #N/A | 8.7244 | #N/A | #N/A | #N/A | #VALUE! |  | 15 | 25 | 15 | 930 | 25.476 | #N/A | #VALUE! | 882.3529 | #VALUE! | #N/A | #VALUE! | #N/A
25.5034 | 1000 | 1000 | 999 | Default | #VALUE! | 1.5 | 12 | #N/A | #VALUE! | #N/A | 8.7244 | #N/A | #N/A | #N/A | #VALUE! |  | 15 | 25 | 15 | 931 | 25.5034 | #N/A | #VALUE! | 883.3017 | #VALUE! | #N/A | #VALUE! | #N/A
25.5307 | 1000 | 1000 | 999 | Default | #VALUE! | 1.5 | 12 | #N/A | #VALUE! | #N/A | 8.7244 | #N/A | #N/A | #N/A | #VALUE! |  | 15 | 25 | 15 | 932 | 25.5307 | #N/A | #VALUE! | 884.2505 | #VALUE! | #N/A | #VALUE! | #N/A
25.5581 | 1000 | 1000 | 999 | Default | #VALUE! | 1.5 | 12 | #N/A | #VALUE! | #N/A | 8.7244 | #N/A | #N/A | #N/A | #VALUE! |  | 15 | 25 | 15 | 933 | 25.5581 | #N/A | #VALUE! | 885.1992 | #VALUE! | #N/A | #VALUE! | #N/A
25.5855 | 1000 | 1000 | 999 | Default | #VALUE! | 1.5 | 12 | #N/A | #VALUE! | #N/A | 8.7244 | #N/A | #N/A | #N/A | #VALUE! |  | 15 | 25 | 15 | 934 | 25.5855 | #N/A | #VALUE! | 886.148 | #VALUE! | #N/A | #VALUE! | #N/A
25.6129 | 1000 | 1000 | 999 | Default | #VALUE! | 1.5 | 12 | #N/A | #VALUE! | #N/A | 8.7244 | #N/A | #N/A | #N/A | #VALUE! |  | 15 | 25 | 15 | 935 | 25.6129 | #N/A | #VALUE! | 887.0968 | #VALUE! | #N/A | #VALUE! | #N/A
25.6403 | 1000 | 1000 | 999 | Default | #VALUE! | 1.5 | 12 | #N/A | #VALUE! | #N/A | 8.7244 | #N/A | #N/A | #N/A | #VALUE! |  | 15 | 25 | 15 | 936 | 25.6403 | #N/A | #VALUE! | 888.0455 | #VALUE! | #N/A | #VALUE! | #N/A
25.6677 | 1000 | 1000 | 999 | Default | #VALUE! | 1.5 | 12 | #N/A | #VALUE! | #N/A | 8.7244 | #N/A | #N/A | #N/A | #VALUE! |  | 15 | 25 | 15 | 937 | 25.6677 | #N/A | #VALUE! | 888.9943 | #VALUE! | #N/A | #VALUE! | #N/A
25.6951 | 1000 | 1000 | 999 | Default | #VALUE! | 1.5 | 12 | #N/A | #VALUE! | #N/A | 8.7244 | #N/A | #N/A | #N/A | #VALUE! |  | 15 | 25 | 15 | 938 | 25.6951 | #N/A | #VALUE! | 889.9431 | #VALUE! | #N/A | #VALUE! | #N/A
25.7225 | 1000 | 1000 | 999 | Default | #VALUE! | 1.5 | 12 | #N/A | #VALUE! | #N/A | 8.7244 | #N/A | #N/A | #N/A | #VALUE! |  | 15 | 25 | 15 | 939 | 25.7225 | #N/A | #VALUE! | 890.8918 | #VALUE! | #N/A | #VALUE! | #N/A
25.7499 | 1000 | 1000 | 999 | Default | #VALUE! | 1.5 | 12 | #N/A | #VALUE! | #N/A | 8.7244 | #N/A | #N/A | #N/A | #VALUE! |  | 15 | 25 | 15 | 940 | 25.7499 | #N/A | #VALUE! | 891.8406 | #VALUE! | #N/A | #VALUE! | #N/A
25.7773 | 1000 | 1000 | 999 | Default | #VALUE! | 1.5 | 12 | #N/A | #VALUE! | #N/A | 8.7244 | #N/A | #N/A | #N/A | #VALUE! |  | 15 | 25 | 15 | 941 | 25.7773 | #N/A | #VALUE! | 892.7894 | #VALUE! | #N/A | #VALUE! | #N/A
25.8047 | 1000 | 1000 | 999 | Default | #VALUE! | 1.5 | 12 | #N/A | #VALUE! | #N/A | 8.7244 | #N/A | #N/A | #N/A | #VALUE! |  | 15 | 25 | 15 | 942 | 25.8047 | #N/A | #VALUE! | 893.7381 | #VALUE! | #N/A | #VALUE! | #N/A
25.8321 | 1000 | 1000 | 999 | Default | #VALUE! | 1.5 | 12 | #N/A | #VALUE! | #N/A | 8.7244 | #N/A | #N/A | #N/A | #VALUE! |  | 15 | 25 | 15 | 943 | 25.8321 | #N/A | #VALUE! | 894.6869 | #VALUE! | #N/A | #VALUE! | #N/A
25.8595 | 1000 | 1000 | 999 | Default | #VALUE! | 1.5 | 12 | #N/A | #VALUE! | #N/A | 8.7244 | #N/A | #N/A | #N/A | #VALUE! |  | 15 | 25 | 15 | 944 | 25.8595 | #N/A | #VALUE! | 895.6357 | #VALUE! | #N/A | #VALUE! | #N/A
25.8869 | 1000 | 1000 | 999 | Default | #VALUE! | 1.5 | 12 | #N/A | #VALUE! | #N/A | 8.7244 | #N/A | #N/A | #N/A | #VALUE! |  | 15 | 25 | 15 | 945 | 25.8869 | #N/A | #VALUE! | 896.5844 | #VALUE! | #N/A | #VALUE! | #N/A
25.9143 | 1000 | 1000 | 999 | Default | #VALUE! | 1.5 | 12 | #N/A | #VALUE! | #N/A | 8.7244 | #N/A | #N/A | #N/A | #VALUE! |  | 15 | 25 | 15 | 946 | 25.9143 | #N/A | #VALUE! | 897.5332 | #VALUE! | #N/A | #VALUE! | #N/A
25.9417 | 1000 | 1000 | 999 | Default | #VALUE! | 1.5 | 12 | #N/A | #VALUE! | #N/A | 8.7244 | #N/A | #N/A | #N/A | #VALUE! |  | 15 | 25 | 15 | 947 | 25.9417 | #N/A | #VALUE! | 898.482 | #VALUE! | #N/A | #VALUE! | #N/A
25.969 | 1000 | 1000 | 999 | Default | #VALUE! | 1.5 | 12 | #N/A | #VALUE! | #N/A | 8.7244 | #N/A | #N/A | #N/A | #VALUE! |  | 15 | 25 | 15 | 948 | 25.969 | #N/A | #VALUE! | 899.4307 | #VALUE! | #N/A | #VALUE! | #N/A
25.9964 | 1000 | 1000 | 999 | Default | #VALUE! | 1.5 | 12 | #N/A | #VALUE! | #N/A | 8.7244 | #N/A | #N/A | #N/A | #VALUE! |  | 15 | 25 | 15 | 949 | 25.9964 | #N/A | #VALUE! | 900.3795 | #VALUE! | #N/A | #VALUE! | #N/A
26.0238 | 1000 | 1000 | 999 | Default | #VALUE! | 1.5 | 12 | #N/A | #VALUE! | #N/A | 8.9426 | #N/A | #N/A | #N/A | #VALUE! |  | 15 | 25 | 15 | 950 | 26.0238 | #N/A | #VALUE! | 901.3283 | #VALUE! | #N/A | #VALUE! | #N/A
26.0512 | 1000 | 1000 | 999 | Default | #VALUE! | 1.5 | 12 | #N/A | #VALUE! | #N/A | 8.9426 | #N/A | #N/A | #N/A | #VALUE! |  | 15 | 25 | 15 | 951 | 26.0512 | #N/A | #VALUE! | 902.277 | #VALUE! | #N/A | #VALUE! | #N/A
26.0786 | 1000 | 1000 | 999 | Default | #VALUE! | 1.5 | 12 | #N/A | #VALUE! | #N/A | 8.9426 | #N/A | #N/A | #N/A | #VALUE! |  | 15 | 25 | 15 | 952 | 26.0786 | #N/A | #VALUE! | 903.2258 | #VALUE! | #N/A | #VALUE! | #N/A
26.106 | 1000 | 1000 | 999 | Default | #VALUE! | 1.5 | 12 | #N/A | #VALUE! | #N/A | 8.9426 | #N/A | #N/A | #N/A | #VALUE! |  | 15 | 25 | 15 | 953 | 26.106 | #N/A | #VALUE! | 904.1746 | #VALUE! | #N/A | #VALUE! | #N/A
26.1334 | 1000 | 1000 | 999 | Default | #VALUE! | 1.5 | 12 | #N/A | #VALUE! | #N/A | 8.9426 | #N/A | #N/A | #N/A | #VALUE! |  | 15 | 25 | 15 | 954 | 26.1334 | #N/A | #VALUE! | 905.1233 | #VALUE! | #N/A | #VALUE! | #N/A
26.1608 | 1000 | 1000 | 999 | Default | #VALUE! | 1.5 | 12 | #N/A | #VALUE! | #N/A | 8.9426 | #N/A | #N/A | #N/A | #VALUE! |  | 15 | 25 | 15 | 955 | 26.1608 | #N/A | #VALUE! | 906.0721 | #VALUE! | #N/A | #VALUE! | #N/A
26.1882 | 1000 | 1000 | 999 | Default | #VALUE! | 1.5 | 12 | #N/A | #VALUE! | #N/A | 8.9426 | #N/A | #N/A | #N/A | #VALUE! |  | 15 | 25 | 15 | 956 | 26.1882 | #N/A | #VALUE! | 907.0209 | #VALUE! | #N/A | #VALUE! | #N/A
26.2156 | 1000 | 1000 | 999 | Default | #VALUE! | 1.5 | 12 | #N/A | #VALUE! | #N/A | 8.9426 | #N/A | #N/A | #N/A | #VALUE! |  | 15 | 25 | 15 | 957 | 26.2156 | #N/A | #VALUE! | 907.9696 | #VALUE! | #N/A | #VALUE! | #N/A
26.243 | 1000 | 1000 | 999 | Default | #VALUE! | 1.5 | 12 | #N/A | #VALUE! | #N/A | 8.9426 | #N/A | #N/A | #N/A | #VALUE! |  | 15 | 25 | 15 | 958 | 26.243 | #N/A | #VALUE! | 908.9184 | #VALUE! | #N/A | #VALUE! | #N/A
26.2704 | 1000 | 1000 | 999 | Default | #VALUE! | 1.5 | 12 | #N/A | #VALUE! | #N/A | 8.9426 | #N/A | #N/A | #N/A | #VALUE! |  | 15 | 25 | 15 | 959 | 26.2704 | #N/A | #VALUE! | 909.8672 | #VALUE! | #N/A | #VALUE! | #N/A
26.2978 | 1000 | 1000 | 999 | Default | #VALUE! | 1.5 | 12 | #N/A | #VALUE! | #N/A | 8.9426 | #N/A | #N/A | #N/A | #VALUE! |  | 15 | 25 | 15 | 960 | 26.2978 | #N/A | #VALUE! | 910.8159 | #VALUE! | #N/A | #VALUE! | #N/A
26.3252 | 1000 | 1000 | 999 | Default | #VALUE! | 1.5 | 12 | #N/A | #VALUE! | #N/A | 8.9426 | #N/A | #N/A | #N/A | #VALUE! |  | 15 | 25 | 15 | 961 | 26.3252 | #N/A | #VALUE! | 911.7647 | #VALUE! | #N/A | #VALUE! | #N/A
26.3526 | 1000 | 1000 | 999 | Default | #VALUE! | 1.5 | 12 | #N/A | #VALUE! | #N/A | 8.9426 | #N/A | #N/A | #N/A | #VALUE! |  | 15 | 25 | 15 | 962 | 26.3526 | #N/A | #VALUE! | 912.7135 | #VALUE! | #N/A | #VALUE! | #N/A
26.3799 | 1000 | 1000 | 999 | Default | #VALUE! | 1.5 | 12 | #N/A | #VALUE! | #N/A | 8.9426 | #N/A | #N/A | #N/A | #VALUE! |  | 15 | 25 | 15 | 963 | 26.3799 | #N/A | #VALUE! | 913.6622 | #VALUE! | #N/A | #VALUE! | #N/A
26.4073 | 1000 | 1000 | 999 | Default | #VALUE! | 1.5 | 12 | #N/A | #VALUE! | #N/A | 8.9426 | #N/A | #N/A | #N/A | #VALUE! |  | 15 | 25 | 15 | 964 | 26.4073 | #N/A | #VALUE! | 914.611 | #VALUE! | #N/A | #VALUE! | #N/A
26.4347 | 1000 | 1000 | 999 | Default | #VALUE! | 1.5 | 12 | #N/A | #VALUE! | #N/A | 8.9426 | #N/A | #N/A | #N/A | #VALUE! |  | 15 | 25 | 15 | 965 | 26.4347 | #N/A | #VALUE! | 915.5598 | #VALUE! | #N/A | #VALUE! | #N/A
26.4621 | 1000 | 1000 | 999 | Default | #VALUE! | 1.5 | 12 | #N/A | #VALUE! | #N/A | 8.9426 | #N/A | #N/A | #N/A | #VALUE! |  | 15 | 25 | 15 | 966 | 26.4621 | #N/A | #VALUE! | 916.5085 | #VALUE! | #N/A | #VALUE! | #N/A
26.4895 | 1000 | 1000 | 999 | Default | #VALUE! | 1.5 | 12 | #N/A | #VALUE! | #N/A | 8.9426 | #N/A | #N/A | #N/A | #VALUE! |  | 15 | 25 | 15 | 967 | 26.4895 | #N/A | #VALUE! | 917.4573 | #VALUE! | #N/A | #VALUE! | #N/A
26.5169 | 1000 | 1000 | 999 | Default | #VALUE! | 1.5 | 12 | #N/A | #VALUE! | #N/A | 8.9426 | #N/A | #N/A | #N/A | #VALUE! |  | 15 | 25 | 15 | 968 | 26.5169 | #N/A | #VALUE! | 918.4061 | #VALUE! | #N/A | #VALUE! | #N/A
26.5443 | 1000 | 1000 | 999 | Default | #VALUE! | 1.5 | 12 | #N/A | #VALUE! | #N/A | 8.9426 | #N/A | #N/A | #N/A | #VALUE! |  | 15 | 25 | 15 | 969 | 26.5443 | #N/A | #VALUE! | 919.3548 | #VALUE! | #N/A | #VALUE! | #N/A
26.5717 | 1000 | 1000 | 999 | Default | #VALUE! | 1.5 | 12 | #N/A | #VALUE! | #N/A | 8.9426 | #N/A | #N/A | #N/A | #VALUE! |  | 15 | 25 | 15 | 970 | 26.5717 | #N/A | #VALUE! | 920.3036 | #VALUE! | #N/A | #VALUE! | #N/A
26.5991 | 1000 | 1000 | 999 | Default | #VALUE! | 1.5 | 12 | #N/A | #VALUE! | #N/A | 8.9426 | #N/A | #N/A | #N/A | #VALUE! |  | 15 | 25 | 15 | 971 | 26.5991 | #N/A | #VALUE! | 921.2524 | #VALUE! | #N/A | #VALUE! | #N/A
26.6265 | 1000 | 1000 | 999 | Default | #VALUE! | 1.5 | 12 | #N/A | #VALUE! | #N/A | 8.9426 | #N/A | #N/A | #N/A | #VALUE! |  | 15 | 25 | 15 | 972 | 26.6265 | #N/A | #VALUE! | 922.2011 | #VALUE! | #N/A | #VALUE! | #N/A
26.6539 | 1000 | 1000 | 999 | Default | #VALUE! | 1.5 | 12 | #N/A | #VALUE! | #N/A | 8.9426 | #N/A | #N/A | #N/A | #VALUE! |  | 15 | 25 | 15 | 973 | 26.6539 | #N/A | #VALUE! | 923.1499 | #VALUE! | #N/A | #VALUE! | #N/A
26.6813 | 1000 | 1000 | 999 | Default | #VALUE! | 1.5 | 12 | #N/A | #VALUE! | #N/A | 8.9426 | #N/A | #N/A | #N/A | #VALUE! |  | 15 | 25 | 15 | 974 | 26.6813 | #N/A | #VALUE! | 924.0987 | #VALUE! | #N/A | #VALUE! | #N/A
26.7087 | 1000 | 1000 | 999 | Default | #VALUE! | 1.5 | 12 | #N/A | #VALUE! | #N/A | 8.9426 | #N/A | #N/A | #N/A | #VALUE! |  | 15 | 25 | 15 | 975 | 26.7087 | #N/A | #VALUE! | 925.0474 | #VALUE! | #N/A | #VALUE! | #N/A
26.7361 | 1000 | 1000 | 999 | Default | #VALUE! | 1.5 | 12 | #N/A | #VALUE! | #N/A | 8.9426 | #N/A | #N/A | #N/A | #VALUE! |  | 15 | 25 | 15 | 976 | 26.7361 | #N/A | #VALUE! | 925.9962 | #VALUE! | #N/A | #VALUE! | #N/A
26.7635 | 1000 | 1000 | 999 | Default | #VALUE! | 1.5 | 12 | #N/A | #VALUE! | #N/A | 8.9426 | #N/A | #N/A | #N/A | #VALUE! |  | 15 | 25 | 15 | 977 | 26.7635 | #N/A | #VALUE! | 926.945 | #VALUE! | #N/A | #VALUE! | #N/A
26.7909 | 1000 | 1000 | 999 | Default | #VALUE! | 1.5 | 12 | #N/A | #VALUE! | #N/A | 8.9426 | #N/A | #N/A | #N/A | #VALUE! |  | 15 | 25 | 15 | 978 | 26.7909 | #N/A | #VALUE! | 927.8937 | #VALUE! | #N/A | #VALUE! | #N/A
26.8182 | 1000 | 1000 | 999 | Default | #VALUE! | 1.5 | 12 | #N/A | #VALUE! | #N/A | 8.9426 | #N/A | #N/A | #N/A | #VALUE! |  | 15 | 25 | 15 | 979 | 26.8182 | #N/A | #VALUE! | 928.8425 | #VALUE! | #N/A | #VALUE! | #N/A
26.8456 | 1000 | 1000 | 999 | Default | #VALUE! | 1.5 | 12 | #N/A | #VALUE! | #N/A | 8.9426 | #N/A | #N/A | #N/A | #VALUE! |  | 15 | 25 | 15 | 980 | 26.8456 | #N/A | #VALUE! | 929.7913 | #VALUE! | #N/A | #VALUE! | #N/A
26.873 | 1000 | 1000 | 999 | Default | #VALUE! | 1.5 | 12 | #N/A | #VALUE! | #N/A | 8.9426 | #N/A | #N/A | #N/A | #VALUE! |  | 15 | 25 | 15 | 981 | 26.873 | #N/A | #VALUE! | 930.74 | #VALUE! | #N/A | #VALUE! | #N/A
26.9004 | 1000 | 1000 | 999 | Default | #VALUE! | 1.5 | 12 | #N/A | #VALUE! | #N/A | 8.9426 | #N/A | #N/A | #N/A | #VALUE! |  | 15 | 25 | 15 | 982 | 26.9004 | #N/A | #VALUE! | 931.6888 | #VALUE! | #N/A | #VALUE! | #N/A
26.9278 | 1000 | 1000 | 999 | Default | #VALUE! | 1.5 | 12 | #N/A | #VALUE! | #N/A | 8.9426 | #N/A | #N/A | #N/A | #VALUE! |  | 15 | 25 | 15 | 983 | 26.9278 | #N/A | #VALUE! | 932.6376 | #VALUE! | #N/A | #VALUE! | #N/A
26.9552 | 1000 | 1000 | 999 | Default | #VALUE! | 1.5 | 12 | #N/A | #VALUE! | #N/A | 8.9426 | #N/A | #N/A | #N/A | #VALUE! |  | 15 | 25 | 15 | 984 | 26.9552 | #N/A | #VALUE! | 933.5863 | #VALUE! | #N/A | #VALUE! | #N/A
26.9826 | 1000 | 1000 | 999 | Default | #VALUE! | 1.5 | 12 | #N/A | #VALUE! | #N/A | 8.9426 | #N/A | #N/A | #N/A | #VALUE! |  | 15 | 25 | 15 | 985 | 26.9826 | #N/A | #VALUE! | 934.5351 | #VALUE! | #N/A | #VALUE! | #N/A
27.01 | 1000 | 1000 | 999 | Default | #VALUE! | 1.5 | 12 | #N/A | #VALUE! | #N/A | 9.1661 | #N/A | #N/A | #N/A | #VALUE! |  | 15 | 25 | 15 | 986 | 27.01 | #N/A | #VALUE! | 935.4839 | #VALUE! | #N/A | #VALUE! | #N/A
27.0374 | 1000 | 1000 | 999 | Default | #VALUE! | 1.5 | 12 | #N/A | #VALUE! | #N/A | 9.1661 | #N/A | #N/A | #N/A | #VALUE! |  | 15 | 25 | 15 | 987 | 27.0374 | #N/A | #VALUE! | 936.4326 | #VALUE! | #N/A | #VALUE! | #N/A
27.0648 | 1000 | 1000 | 999 | Default | #VALUE! | 1.5 | 12 | #N/A | #VALUE! | #N/A | 9.1661 | #N/A | #N/A | #N/A | #VALUE! |  | 15 | 25 | 15 | 988 | 27.0648 | #N/A | #VALUE! | 937.3814 | #VALUE! | #N/A | #VALUE! | #N/A
27.0922 | 1000 | 1000 | 999 | Default | #VALUE! | 1.5 | 12 | #N/A | #VALUE! | #N/A | 9.1661 | #N/A | #N/A | #N/A | #VALUE! |  | 15 | 25 | 15 | 989 | 27.0922 | #N/A | #VALUE! | 938.3302 | #VALUE! | #N/A | #VALUE! | #N/A
27.1196 | 1000 | 1000 | 999 | Default | #VALUE! | 1.5 | 12 | #N/A | #VALUE! | #N/A | 9.1661 | #N/A | #N/A | #N/A | #VALUE! |  | 15 | 25 | 15 | 990 | 27.1196 | #N/A | #VALUE! | 939.2789 | #VALUE! | #N/A | #VALUE! | #N/A
27.147 | 1000 | 1000 | 999 | Default | #VALUE! | 1.5 | 12 | #N/A | #VALUE! | #N/A | 9.1661 | #N/A | #N/A | #N/A | #VALUE! |  | 15 | 25 | 15 | 991 | 27.147 | #N/A | #VALUE! | 940.2277 | #VALUE! | #N/A | #VALUE! | #N/A
27.1744 | 1000 | 1000 | 999 | Default | #VALUE! | 1.5 | 12 | #N/A | #VALUE! | #N/A | 9.1661 | #N/A | #N/A | #N/A | #VALUE! |  | 15 | 25 | 15 | 992 | 27.1744 | #N/A | #VALUE! | 941.1765 | #VALUE! | #N/A | #VALUE! | #N/A
27.2018 | 1000 | 1000 | 999 | Default | #VALUE! | 1.5 | 12 | #N/A | #VALUE! | #N/A | 9.1661 | #N/A | #N/A | #N/A | #VALUE! |  | 15 | 25 | 15 | 993 | 27.2018 | #N/A | #VALUE! | 942.1252 | #VALUE! | #N/A | #VALUE! | #N/A
27.2291 | 1000 | 1000 | 999 | Default | #VALUE! | 1.5 | 12 | #N/A | #VALUE! | #N/A | 9.1661 | #N/A | #N/A | #N/A | #VALUE! |  | 15 | 25 | 15 | 994 | 27.2291 | #N/A | #VALUE! | 943.074 | #VALUE! | #N/A | #VALUE! | #N/A
27.2565 | 1000 | 1000 | 999 | Default | #VALUE! | 1.5 | 12 | #N/A | #VALUE! | #N/A | 9.1661 | #N/A | #N/A | #N/A | #VALUE! |  | 15 | 25 | 15 | 995 | 27.2565 | #N/A | #VALUE! | 944.0228 | #VALUE! | #N/A | #VALUE! | #N/A
27.2839 | 1000 | 1000 | 999 | Default | #VALUE! | 1.5 | 12 | #N/A | #VALUE! | #N/A | 9.1661 | #N/A | #N/A | #N/A | #VALUE! |  | 15 | 25 | 15 | 996 | 27.2839 | #N/A | #VALUE! | 944.9715 | #VALUE! | #N/A | #VALUE! | #N/A
27.3113 | 1000 | 1000 | 999 | Default | #VALUE! | 1.5 | 12 | #N/A | #VALUE! | #N/A | 9.1661 | #N/A | #N/A | #N/A | #VALUE! |  | 15 | 25 | 15 | 997 | 27.3113 | #N/A | #VALUE! | 945.9203 | #VALUE! | #N/A | #VALUE! | #N/A
27.3387 | 1000 | 1000 | 999 | Default | #VALUE! | 1.5 | 12 | #N/A | #VALUE! | #N/A | 9.1661 | #N/A | #N/A | #N/A | #VALUE! |  | 15 | 25 | 15 | 998 | 27.3387 | #N/A | #VALUE! | 946.8691 | #VALUE! | #N/A | #VALUE! | #N/A
27.3661 | 1000 | 1000 | 999 | Default | #VALUE! | 1.5 | 12 | #N/A | #VALUE! | #N/A | 9.1661 | #N/A | #N/A | #N/A | #VALUE! |  | 15 | 25 | 15 | 999 | 27.3661 | #N/A | #VALUE! | 947.8178 | #VALUE! | #N/A | #VALUE! | #N/A
27.3935 | 1000 | 1000 | 999 | Default | #VALUE! | 1.5 | 12 | #N/A | #VALUE! | #N/A | 9.1661 | #N/A | #N/A | #N/A | #VALUE! |  | 15 | 25 | 15 | 1000 | 27.3935 | #N/A | #VALUE! | 948.7666 | #VALUE! | #N/A | #VALUE! | #N/A
27.4209 | 1000 | 1000 | 999 | Default | #VALUE! | 1.5 | 12 | #N/A | #VALUE! | #N/A | 9.1661 | #N/A | #N/A | #N/A | #VALUE! |  | 15 | 25 | 15 | 1001 | 27.4209 | #N/A | #VALUE! | 949.7154 | #VALUE! | #N/A | #VALUE! | #N/A
27.4483 | 1000 | 1000 | 999 | Default | #VALUE! | 1.5 | 12 | #N/A | #VALUE! | #N/A | 9.1661 | #N/A | #N/A | #N/A | #VALUE! |  | 15 | 25 | 15 | 1002 | 27.4483 | #N/A | #VALUE! | 950.6641 | #VALUE! | #N/A | #VALUE! | #N/A
27.4757 | 1000 | 1000 | 999 | Default | #VALUE! | 1.5 | 12 | #N/A | #VALUE! | #N/A | 9.1661 | #N/A | #N/A | #N/A | #VALUE! |  | 15 | 25 | 15 | 1003 | 27.4757 | #N/A | #VALUE! | 951.6129 | #VALUE! | #N/A | #VALUE! | #N/A
27.5031 | 1000 | 1000 | 999 | Default | #VALUE! | 1.5 | 12 | #N/A | #VALUE! | #N/A | 9.1661 | #N/A | #N/A | #N/A | #VALUE! |  | 15 | 25 | 15 | 1004 | 27.5031 | #N/A | #VALUE! | 952.5617 | #VALUE! | #N/A | #VALUE! | #N/A
27.5305 | 1000 | 1000 | 999 | Default | #VALUE! | 1.5 | 12 | #N/A | #VALUE! | #N/A | 9.1661 | #N/A | #N/A | #N/A | #VALUE! |  | 15 | 25 | 15 | 1005 | 27.5305 | #N/A | #VALUE! | 953.5104 | #VALUE! | #N/A | #VALUE! | #N/A
27.5579 | 1000 | 1000 | 999 | Default | #VALUE! | 1.5 | 12 | #N/A | #VALUE! | #N/A | 9.1661 | #N/A | #N/A | #N/A | #VALUE! |  | 15 | 25 | 15 | 1006 | 27.5579 | #N/A | #VALUE! | 954.4592 | #VALUE! | #N/A | #VALUE! | #N/A
27.5853 | 1000 | 1000 | 999 | Default | #VALUE! | 1.5 | 12 | #N/A | #VALUE! | #N/A | 9.1661 | #N/A | #N/A | #N/A | #VALUE! |  | 15 | 25 | 15 | 1007 | 27.5853 | #N/A | #VALUE! | 955.408 | #VALUE! | #N/A | #VALUE! | #N/A
27.6127 | 1000 | 1000 | 999 | Default | #VALUE! | 1.5 | 12 | #N/A | #VALUE! | #N/A | 9.1661 | #N/A | #N/A | #N/A | #VALUE! |  | 15 | 25 | 15 | 1008 | 27.6127 | #N/A | #VALUE! | 956.3567 | #VALUE! | #N/A | #VALUE! | #N/A
27.64 | 1000 | 1000 | 999 | Default | #VALUE! | 1.5 | 12 | #N/A | #VALUE! | #N/A | 9.1661 | #N/A | #N/A | #N/A | #VALUE! |  | 15 | 25 | 15 | 1009 | 27.64 | #N/A | #VALUE! | 957.3055 | #VALUE! | #N/A | #VALUE! | #N/A
27.6674 | 1000 | 1000 | 999 | Default | #VALUE! | 1.5 | 12 | #N/A | #VALUE! | #N/A | 9.1661 | #N/A | #N/A | #N/A | #VALUE! |  | 15 | 25 | 15 | 1010 | 27.6674 | #N/A | #VALUE! | 958.2543 | #VALUE! | #N/A | #VALUE! | #N/A
27.6948 | 1000 | 1000 | 999 | Default | #VALUE! | 1.5 | 12 | #N/A | #VALUE! | #N/A | 9.1661 | #N/A | #N/A | #N/A | #VALUE! |  | 15 | 25 | 15 | 1011 | 27.6948 | #N/A | #VALUE! | 959.203 | #VALUE! | #N/A | #VALUE! | #N/A
27.7222 | 1000 | 1000 | 999 | Default | #VALUE! | 1.5 | 12 | #N/A | #VALUE! | #N/A | 9.1661 | #N/A | #N/A | #N/A | #VALUE! |  | 15 | 25 | 15 | 1012 | 27.7222 | #N/A | #VALUE! | 960.1518 | #VALUE! | #N/A | #VALUE! | #N/A
27.7496 | 1000 | 1000 | 999 | Default | #VALUE! | 1.5 | 12 | #N/A | #VALUE! | #N/A | 9.1661 | #N/A | #N/A | #N/A | #VALUE! |  | 15 | 25 | 15 | 1013 | 27.7496 | #N/A | #VALUE! | 961.1006 | #VALUE! | #N/A | #VALUE! | #N/A
27.777 | 1000 | 1000 | 999 | Default | #VALUE! | 1.5 | 12 | #N/A | #VALUE! | #N/A | 9.1661 | #N/A | #N/A | #N/A | #VALUE! |  | 15 | 25 | 15 | 1014 | 27.777 | #N/A | #VALUE! | 962.0493 | #VALUE! | #N/A | #VALUE! | #N/A
27.8044 | 1000 | 1000 | 999 | Default | #VALUE! | 1.5 | 12 | #N/A | #VALUE! | #N/A | 9.1661 | #N/A | #N/A | #N/A | #VALUE! |  | 15 | 25 | 15 | 1015 | 27.8044 | #N/A | #VALUE! | 962.9981 | #VALUE! | #N/A | #VALUE! | #N/A
27.8318 | 1000 | 1000 | 999 | Default | #VALUE! | 1.5 | 12 | #N/A | #VALUE! | #N/A | 9.1661 | #N/A | #N/A | #N/A | #VALUE! |  | 15 | 25 | 15 | 1016 | 27.8318 | #N/A | #VALUE! | 963.9469 | #VALUE! | #N/A | #VALUE! | #N/A
27.8592 | 1000 | 1000 | 999 | Default | #VALUE! | 1.5 | 12 | #N/A | #VALUE! | #N/A | 9.1661 | #N/A | #N/A | #N/A | #VALUE! |  | 15 | 25 | 15 | 1017 | 27.8592 | #N/A | #VALUE! | 964.8956 | #VALUE! | #N/A | #VALUE! | #N/A
27.8866 | 1000 | 1000 | 999 | Default | #VALUE! | 1.5 | 12 | #N/A | #VALUE! | #N/A | 9.1661 | #N/A | #N/A | #N/A | #VALUE! |  | 15 | 25 | 15 | 1018 | 27.8866 | #N/A | #VALUE! | 965.8444 | #VALUE! | #N/A | #VALUE! | #N/A
27.914 | 1000 | 1000 | 999 | Default | #VALUE! | 1.5 | 12 | #N/A | #VALUE! | #N/A | 9.1661 | #N/A | #N/A | #N/A | #VALUE! |  | 15 | 25 | 15 | 1019 | 27.914 | #N/A | #VALUE! | 966.7932 | #VALUE! | #N/A | #VALUE! | #N/A
27.9414 | 1000 | 1000 | 999 | Default | #VALUE! | 1.5 | 12 | #N/A | #VALUE! | #N/A | 9.1661 | #N/A | #N/A | #N/A | #VALUE! |  | 15 | 25 | 15 | 1020 | 27.9414 | #N/A | #VALUE! | 967.7419 | #VALUE! | #N/A | #VALUE! | #N/A
27.9688 | 1000 | 1000 | 999 | Default | #VALUE! | 1.5 | 12 | #N/A | #VALUE! | #N/A | 9.1661 | #N/A | #N/A | #N/A | #VALUE! |  | 15 | 25 | 15 | 1021 | 27.9688 | #N/A | #VALUE! | 968.6907 | #VALUE! | #N/A | #VALUE! | #N/A
27.9962 | 1000 | 1000 | 999 | Default | #VALUE! | 1.5 | 12 | #N/A | #VALUE! | #N/A | 9.1661 | #N/A | #N/A | #N/A | #VALUE! |  | 15 | 25 | 15 | 1022 | 27.9962 | #N/A | #VALUE! | 969.6395 | #VALUE! | #N/A | #VALUE! | #N/A
28.0236 | 1000 | 1000 | 999 | Default | #VALUE! | 1.5 | 12 | #N/A | #VALUE! | #N/A | 9.3953 | #N/A | #N/A | #N/A | #VALUE! |  | 15 | 25 | 15 | 1023 | 28.0236 | #N/A | #VALUE! | 970.5882 | #VALUE! | #N/A | #VALUE! | #N/A
28.051 | 1000 | 1000 | 999 | Default | #VALUE! | 1.5 | 12 | #N/A | #VALUE! | #N/A | 9.3953 | #N/A | #N/A | #N/A | #VALUE! |  | 15 | 25 | 15 | 1024 | 28.051 | #N/A | #VALUE! | 971.537 | #VALUE! | #N/A | #VALUE! | #N/A
28.0783 | 1000 | 1000 | 999 | Default | #VALUE! | 1.5 | 12 | #N/A | #VALUE! | #N/A | 9.3953 | #N/A | #N/A | #N/A | #VALUE! |  | 15 | 25 | 15 | 1025 | 28.0783 | #N/A | #VALUE! | 972.4858 | #VALUE! | #N/A | #VALUE! | #N/A
28.1057 | 1000 | 1000 | 999 | Default | #VALUE! | 1.5 | 12 | #N/A | #VALUE! | #N/A | 9.3953 | #N/A | #N/A | #N/A | #VALUE! |  | 15 | 25 | 15 | 1026 | 28.1057 | #N/A | #VALUE! | 973.4345 | #VALUE! | #N/A | #VALUE! | #N/A
28.1331 | 1000 | 1000 | 999 | Default | #VALUE! | 1.5 | 12 | #N/A | #VALUE! | #N/A | 9.3953 | #N/A | #N/A | #N/A | #VALUE! |  | 15 | 25 | 15 | 1027 | 28.1331 | #N/A | #VALUE! | 974.3833 | #VALUE! | #N/A | #VALUE! | #N/A
28.1605 | 1000 | 1000 | 999 | Default | #VALUE! | 1.5 | 12 | #N/A | #VALUE! | #N/A | 9.3953 | #N/A | #N/A | #N/A | #VALUE! |  | 15 | 25 | 15 | 1028 | 28.1605 | #N/A | #VALUE! | 975.3321 | #VALUE! | #N/A | #VALUE! | #N/A
28.1879 | 1000 | 1000 | 999 | Default | #VALUE! | 1.5 | 12 | #N/A | #VALUE! | #N/A | 9.3953 | #N/A | #N/A | #N/A | #VALUE! |  | 15 | 25 | 15 | 1029 | 28.1879 | #N/A | #VALUE! | 976.2808 | #VALUE! | #N/A | #VALUE! | #N/A
28.2153 | 1000 | 1000 | 999 | Default | #VALUE! | 1.5 | 12 | #N/A | #VALUE! | #N/A | 9.3953 | #N/A | #N/A | #N/A | #VALUE! |  | 15 | 25 | 15 | 1030 | 28.2153 | #N/A | #VALUE! | 977.2296 | #VALUE! | #N/A | #VALUE! | #N/A
28.2427 | 1000 | 1000 | 999 | Default | #VALUE! | 1.5 | 12 | #N/A | #VALUE! | #N/A | 9.3953 | #N/A | #N/A | #N/A | #VALUE! |  | 15 | 25 | 15 | 1031 | 28.2427 | #N/A | #VALUE! | 978.1784 | #VALUE! | #N/A | #VALUE! | #N/A
28.2701 | 1000 | 1000 | 999 | Default | #VALUE! | 1.5 | 12 | #N/A | #VALUE! | #N/A | 9.3953 | #N/A | #N/A | #N/A | #VALUE! |  | 15 | 25 | 15 | 1032 | 28.2701 | #N/A | #VALUE! | 979.1271 | #VALUE! | #N/A | #VALUE! | #N/A
28.2975 | 1000 | 1000 | 999 | Default | #VALUE! | 1.5 | 12 | #N/A | #VALUE! | #N/A | 9.3953 | #N/A | #N/A | #N/A | #VALUE! |  | 15 | 25 | 15 | 1033 | 28.2975 | #N/A | #VALUE! | 980.0759 | #VALUE! | #N/A | #VALUE! | #N/A
28.3249 | 1000 | 1000 | 999 | Default | #VALUE! | 1.5 | 12 | #N/A | #VALUE! | #N/A | 9.3953 | #N/A | #N/A | #N/A | #VALUE! |  | 15 | 25 | 15 | 1034 | 28.3249 | #N/A | #VALUE! | 981.0247 | #VALUE! | #N/A | #VALUE! | #N/A
28.3523 | 1000 | 1000 | 999 | Default | #VALUE! | 1.5 | 12 | #N/A | #VALUE! | #N/A | 9.3953 | #N/A | #N/A | #N/A | #VALUE! |  | 15 | 25 | 15 | 1035 | 28.3523 | #N/A | #VALUE! | 981.9734 | #VALUE! | #N/A | #VALUE! | #N/A
28.3797 | 1000 | 1000 | 999 | Default | #VALUE! | 1.5 | 12 | #N/A | #VALUE! | #N/A | 9.3953 | #N/A | #N/A | #N/A | #VALUE! |  | 15 | 25 | 15 | 1036 | 28.3797 | #N/A | #VALUE! | 982.9222 | #VALUE! | #N/A | #VALUE! | #N/A
28.4071 | 1000 | 1000 | 999 | Default | #VALUE! | 1.5 | 12 | #N/A | #VALUE! | #N/A | 9.3953 | #N/A | #N/A | #N/A | #VALUE! |  | 15 | 25 | 15 | 1037 | 28.4071 | #N/A | #VALUE! | 983.871 | #VALUE! | #N/A | #VALUE! | #N/A
28.4345 | 1000 | 1000 | 999 | Default | #VALUE! | 1.5 | 12 | #N/A | #VALUE! | #N/A | 9.3953 | #N/A | #N/A | #N/A | #VALUE! |  | 15 | 25 | 15 | 1038 | 28.4345 | #N/A | #VALUE! | 984.8197 | #VALUE! | #N/A | #VALUE! | #N/A
28.4619 | 1000 | 1000 | 999 | Default | #VALUE! | 1.5 | 12 | #N/A | #VALUE! | #N/A | 9.3953 | #N/A | #N/A | #N/A | #VALUE! |  | 15 | 25 | 15 | 1039 | 28.4619 | #N/A | #VALUE! | 985.7685 | #VALUE! | #N/A | #VALUE! | #N/A
28.4892 | 1000 | 1000 | 999 | Default | #VALUE! | 1.5 | 12 | #N/A | #VALUE! | #N/A | 9.3953 | #N/A | #N/A | #N/A | #VALUE! |  | 15 | 25 | 15 | 1040 | 28.4892 | #N/A | #VALUE! | 986.7173 | #VALUE! | #N/A | #VALUE! | #N/A
28.5166 | 1000 | 1000 | 999 | Default | #VALUE! | 1.5 | 12 | #N/A | #VALUE! | #N/A | 9.3953 | #N/A | #N/A | #N/A | #VALUE! |  | 15 | 25 | 15 | 1041 | 28.5166 | #N/A | #VALUE! | 987.666 | #VALUE! | #N/A | #VALUE! | #N/A
28.544 | 1000 | 1000 | 999 | Default | #VALUE! | 1.5 | 12 | #N/A | #VALUE! | #N/A | 9.3953 | #N/A | #N/A | #N/A | #VALUE! |  | 15 | 25 | 15 | 1042 | 28.544 | #N/A | #VALUE! | 988.6148 | #VALUE! | #N/A | #VALUE! | #N/A
28.5714 | 1000 | 1000 | 999 | Default | #VALUE! | 1.5 | 12 | #N/A | #VALUE! | #N/A | 9.3953 | #N/A | #N/A | #N/A | #VALUE! |  | 15 | 25 | 15 | 1043 | 28.5714 | #N/A | #VALUE! | 989.5636 | #VALUE! | #N/A | #VALUE! | #N/A
28.5988 | 1000 | 1000 | 999 | Default | #VALUE! | 1.5 | 12 | #N/A | #VALUE! | #N/A | 9.3953 | #N/A | #N/A | #N/A | #VALUE! |  | 15 | 25 | 15 | 1044 | 28.5988 | #N/A | #VALUE! | 990.5123 | #VALUE! | #N/A | #VALUE! | #N/A
28.6262 | 1000 | 1000 | 999 | Default | #VALUE! | 1.5 | 12 | #N/A | #VALUE! | #N/A | 9.3953 | #N/A | #N/A | #N/A | #VALUE! |  | 15 | 25 | 15 | 1045 | 28.6262 | #N/A | #VALUE! | 991.4611 | #VALUE! | #N/A | #VALUE! | #N/A
28.6536 | 1000 | 1000 | 999 | Default | #VALUE! | 1.5 | 12 | #N/A | #VALUE! | #N/A | 9.3953 | #N/A | #N/A | #N/A | #VALUE! |  | 15 | 25 | 15 | 1046 | 28.6536 | #N/A | #VALUE! | 992.4099 | #VALUE! | #N/A | #VALUE! | #N/A
28.681 | 1000 | 1000 | 999 | Default | #VALUE! | 1.5 | 12 | #N/A | #VALUE! | #N/A | 9.3953 | #N/A | #N/A | #N/A | #VALUE! |  | 15 | 25 | 15 | 1047 | 28.681 | #N/A | #VALUE! | 993.3586 | #VALUE! | #N/A | #VALUE! | #N/A
28.7084 | 1000 | 1000 | 999 | Default | #VALUE! | 1.5 | 12 | #N/A | #VALUE! | #N/A | 9.3953 | #N/A | #N/A | #N/A | #VALUE! |  | 15 | 25 | 15 | 1048 | 28.7084 | #N/A | #VALUE! | 994.3074 | #VALUE! | #N/A | #VALUE! | #N/A
28.7358 | 1000 | 1000 | 999 | Default | #VALUE! | 1.5 | 12 | #N/A | #VALUE! | #N/A | 9.3953 | #N/A | #N/A | #N/A | #VALUE! |  | 15 | 25 | 15 | 1049 | 28.7358 | #N/A | #VALUE! | 995.2562 | #VALUE! | #N/A | #VALUE! | #N/A
28.7632 | 1000 | 1000 | 999 | Default | #VALUE! | 1.5 | 12 | #N/A | #VALUE! | #N/A | 9.3953 | #N/A | #N/A | #N/A | #VALUE! |  | 15 | 25 | 15 | 1050 | 28.7632 | #N/A | #VALUE! | 996.2049 | #VALUE! | #N/A | #VALUE! | #N/A
28.7906 | 1000 | 1000 | 999 | Default | #VALUE! | 1.5 | 12 | #N/A | #VALUE! | #N/A | 9.3953 | #N/A | #N/A | #N/A | #VALUE! |  | 15 | 25 | 15 | 1051 | 28.7906 | #N/A | #VALUE! | 997.1537 | #VALUE! | #N/A | #VALUE! | #N/A
28.818 | 1000 | 1000 | 999 | Default | #VALUE! | 1.5 | 12 | #N/A | #VALUE! | #N/A | 9.3953 | #N/A | #N/A | #N/A | #VALUE! |  | 15 | 25 | 15 | 1052 | 28.818 | #N/A | #VALUE! | 998.1025 | #VALUE! | #N/A | #VALUE! | #N/A
28.8454 | 1000 | 1000 | 999 | Default | #VALUE! | 1.5 | 12 | #N/A | #VALUE! | #N/A | 9.3953 | #N/A | #N/A | #N/A | #VALUE! |  | 15 | 25 | 15 | 1053 | 28.8454 | #N/A | #VALUE! | 999.0512 | #VALUE! | #N/A | #VALUE! | #N/A
28.8728 | 1000 | 1000 | 999 | Default | #VALUE! | 1.5 | 12 | #N/A | #VALUE! | #N/A | 9.3953 | #N/A | #N/A | #N/A | #VALUE! |  | 15 | 25 | 15 | 1054 | 28.8728 | #N/A | #VALUE! | 1000 | #VALUE! | #N/A | #VALUE! | #N/A
[21 empty] | 0 |  |  | 0 | 0 | 0 | 0
[21 empty] | 0 |  |  | 0 | 0 | 0 | 0

## Peak Models (hidden)
PeakLength | Default |  | min plateau size |  |  | min X | max x | Scale |  | Numbers from 0.5 to 5 hours |  | Shape of Peak | Index
PeakLengthCustom | Default |  | 0.5 |  |  | -5 | 5 | 1000 |  | Default |  | Gradual Peak | #VALUE!
Intermediate | Default | [8 empty] | 0.5 |  | Default | #VALUE!
Noise Divisor | 3 | [8 empty] | 1 |  | Rapid Peak | Default
Peak Scaling Factor | 0.36051 | [8 empty] | 1.5
Offset | 10% | [8 empty] | 2 |  | Which Shape to Use | Default | #VALUE!
2.5
Total Area under Noise | 0.18996 | [8 empty] | 3 |  | kVA Demand per Month | Default | Display
[10 empty] | 3.5 |  | Demand Charge / kVA/M | #N/A | #N/A
[8 empty] | Area Plots |  | 4 |  | Custom | $11.33
[8 empty] | 0 | 0 | 4.5
X Axis | Noise | Gradual Peak | Intermediate | Square | Noise + Curve |  | Plot | -500 | 0 | 5 |  | Value to use | #N/A
-10 | -0.17747 | #VALUE! | #VALUE! | #VALUE! | #VALUE! |  | #VALUE! | -500 | #VALUE!
-9.99 | 0.1118 | #VALUE! | #VALUE! | #VALUE! | #VALUE! |  | #VALUE! | -499 | #VALUE! | Numbers from 10 to 320 |  | kVA Events per Year | 40
-9.98 | 0.058453 | #VALUE! | #VALUE! | #VALUE! | #VALUE! |  | #VALUE! | -498 | #VALUE! | Default | 40 | DOD Booster | 1.5
-9.97 | 0.016917 | #VALUE! | #VALUE! | #VALUE! | #VALUE! |  | #VALUE! | -497 | #VALUE! | 10 | 10
-9.96 | -0.1591 | #VALUE! | #VALUE! | #VALUE! | #VALUE! |  | #VALUE! | -496 | #VALUE! | 20 | 20 | Yearly Earnings from KVA | #N/A
-9.95 | -0.073037 | #VALUE! | #VALUE! | #VALUE! | #VALUE! |  | #VALUE! | -495 | #VALUE! | 40 | 40 | Off Peak Price | 0.1
-9.94 | 0.090598 | #VALUE! | #VALUE! | #VALUE! | #VALUE! |  | #VALUE! | -494 | #VALUE! | 80 | 80
-9.93 | -0.18489 | #VALUE! | #VALUE! | #VALUE! | #VALUE! |  | #VALUE! | -493 | #VALUE! | 160 | 160 | Chosen Inflation | 2.5%
-9.92 | -0.10759 | #VALUE! | #VALUE! | #VALUE! | #VALUE! |  | #VALUE! | -492 | #VALUE! | 320 | 320
-9.91 | -0.012411 | #VALUE! | #VALUE! | #VALUE! | #VALUE! |  | #VALUE! | -491 | #VALUE! |  |  | Default Inflation | Default | 2.5%
-9.9 | -0.066643 | #VALUE! | #VALUE! | #VALUE! | #VALUE! |  | #VALUE! | -490 | #VALUE! | Battery Factor |  |  | 0% p.a | 0%
-9.89 | 0.10336 | #VALUE! | #VALUE! | #VALUE! | #VALUE! |  | #VALUE! | -489 | #VALUE! | Conservative | 1 |  | 1% p.a | 1%
-9.88 | -0.16343 | #VALUE! | #VALUE! | #VALUE! | #VALUE! |  | #VALUE! | -488 | #VALUE! | Moderate | 1.25 |  | 2% p.a | 2%
-9.87 | -0.14858 | #VALUE! | #VALUE! | #VALUE! | #VALUE! |  | #VALUE! | -487 | #VALUE! | Default | 1.5 |  | 3% p.a | 3%
-9.86 | -0.088297 | #VALUE! | #VALUE! | #VALUE! | #VALUE! |  | #VALUE! | -486 | #VALUE! | Aggressive | 1.75 |  | 4% p.a | 4%
-9.85 | 0.093537 | #VALUE! | #VALUE! | #VALUE! | #VALUE! |  | #VALUE! | -485 | #VALUE! | Maximum | 2 |  | 5% p.a | 5%
-9.84 | -0.077557 | #VALUE! | #VALUE! | #VALUE! | #VALUE! |  | #VALUE! | -484 | #VALUE!
-9.83 | -0.14929 | #VALUE! | #VALUE! | #VALUE! | #VALUE! |  | #VALUE! | -483 | #VALUE!
-9.82 | -0.051793 | #VALUE! | #VALUE! | #VALUE! | #VALUE! |  | #VALUE! | -482 | #VALUE! |  |  | Inflation Index | 2.5%
-9.81 | 0.12709 | #VALUE! | #VALUE! | #VALUE! | #VALUE! |  | #VALUE! | -481 | #VALUE!
-9.8 | 0.049206 | #VALUE! | #VALUE! | #VALUE! | #VALUE! |  | #VALUE! | -480 | #VALUE! |  |  | 0 | #N/A | 0.1
-9.79 | 0.0069755 | #VALUE! | #VALUE! | #VALUE! | #VALUE! |  | #VALUE! | -479 | #VALUE! |  |  | 1 | #N/A | 0.1025
-9.78 | -0.0031911 | #VALUE! | #VALUE! | #VALUE! | #VALUE! |  | #VALUE! | -478 | #VALUE! |  |  | 2 | #N/A | 0.10506
-9.77 | 0.058896 | #VALUE! | #VALUE! | #VALUE! | #VALUE! |  | #VALUE! | -477 | #VALUE! |  |  | 3 | #N/A | 0.10769
-9.76 | -0.02623 | #VALUE! | #VALUE! | #VALUE! | #VALUE! |  | #VALUE! | -476 | #VALUE! |  |  | 4 | #N/A | 0.11038
-9.75 | -0.12732 | #VALUE! | #VALUE! | #VALUE! | #VALUE! |  | #VALUE! | -475 | #VALUE! |  |  | 5 | #N/A | 0.11314
-9.74 | -0.012452 | #VALUE! | #VALUE! | #VALUE! | #VALUE! |  | #VALUE! | -474 | #VALUE! |  |  | 6 | #N/A | 0.11597
-9.73 | 0.072528 | #VALUE! | #VALUE! | #VALUE! | #VALUE! |  | #VALUE! | -473 | #VALUE! |  |  | 7 | #N/A | 0.11887
-9.72 | -0.14328 | #VALUE! | #VALUE! | #VALUE! | #VALUE! |  | #VALUE! | -472 | #VALUE! |  |  | 8 | #N/A | 0.12184
-9.71 | -0.13125 | #VALUE! | #VALUE! | #VALUE! | #VALUE! |  | #VALUE! | -471 | #VALUE! |  |  | 9 | #N/A | 0.12489
-9.7 | -0.015906 | #VALUE! | #VALUE! | #VALUE! | #VALUE! |  | #VALUE! | -470 | #VALUE! |  |  | 10 | #N/A | 0.12801
-9.69 | -0.065172 | #VALUE! | #VALUE! | #VALUE! | #VALUE! |  | #VALUE! | -469 | #VALUE! |  |  | 11 | #N/A | 0.13121
-9.68 | -0.055419 | #VALUE! | #VALUE! | #VALUE! | #VALUE! |  | #VALUE! | -468 | #VALUE! |  |  | 12 | #N/A | 0.13449
-9.67 | -0.15389 | #VALUE! | #VALUE! | #VALUE! | #VALUE! |  | #VALUE! | -467 | #VALUE! |  |  | 13 | #N/A | 0.13785
-9.66 | 0.008121 | #VALUE! | #VALUE! | #VALUE! | #VALUE! |  | #VALUE! | -466 | #VALUE! |  |  | 14 | #N/A | 0.1413
-9.65 | -0.18941 | #VALUE! | #VALUE! | #VALUE! | #VALUE! |  | #VALUE! | -465 | #VALUE! |  |  | 15 | #N/A | 0.14483
-9.64 | -0.19132 | #VALUE! | #VALUE! | #VALUE! | #VALUE! |  | #VALUE! | -464 | #VALUE! |  |  | 16 | #N/A | 0.14845
-9.63 | 0.07788 | #VALUE! | #VALUE! | #VALUE! | #VALUE! |  | #VALUE! | -463 | #VALUE! |  |  | 17 | #N/A | 0.15216
-9.62 | -0.010747 | #VALUE! | #VALUE! | #VALUE! | #VALUE! |  | #VALUE! | -462 | #VALUE! |  |  | 18 | #N/A | 0.15597
-9.61 | -0.077424 | #VALUE! | #VALUE! | #VALUE! | #VALUE! |  | #VALUE! | -461 | #VALUE! |  |  | 19 | #N/A | 0.15987
-9.6 | -0.028398 | #VALUE! | #VALUE! | #VALUE! | #VALUE! |  | #VALUE! | -460 | #VALUE! |  |  | 20 | #N/A | 0.16386
-9.59 | 0.11138 | #VALUE! | #VALUE! | #VALUE! | #VALUE! |  | #VALUE! | -459 | #VALUE! |  |  | 21 | #N/A | 0.16796
-9.58 | -0.13232 | #VALUE! | #VALUE! | #VALUE! | #VALUE! |  | #VALUE! | -458 | #VALUE! |  |  | 22 | #N/A | 0.17216
-9.57 | -0.0096145 | #VALUE! | #VALUE! | #VALUE! | #VALUE! |  | #VALUE! | -457 | #VALUE! |  |  | 23 | #N/A | 0.17646
-9.56 | 0.1198 | #VALUE! | #VALUE! | #VALUE! | #VALUE! |  | #VALUE! | -456 | #VALUE! |  |  | 24 | #N/A | 0.18087
-9.55 | 0.00067983 | #VALUE! | #VALUE! | #VALUE! | #VALUE! |  | #VALUE! | -455 | #VALUE! |  |  | 25 | #N/A | 0.18539
-9.54 | -0.14771 | #VALUE! | #VALUE! | #VALUE! | #VALUE! |  | #VALUE! | -454 | #VALUE! |  |  | 26 | #N/A | 0.19003
-9.53 | 0.027557 | #VALUE! | #VALUE! | #VALUE! | #VALUE! |  | #VALUE! | -453 | #VALUE! |  |  | 27 | #N/A | 0.19478
-9.52 | -0.07853 | #VALUE! | #VALUE! | #VALUE! | #VALUE! |  | #VALUE! | -452 | #VALUE! |  |  | 28 | #N/A | 0.19965
-9.51 | -0.14621 | #VALUE! | #VALUE! | #VALUE! | #VALUE! |  | #VALUE! | -451 | #VALUE! |  |  | 29 | #N/A | 0.20464
-9.5 | -0.069176 | #VALUE! | #VALUE! | #VALUE! | #VALUE! |  | #VALUE! | -450 | #VALUE! |  |  | 30 | #N/A | 0.20976
-9.49 | -0.11593 | #VALUE! | #VALUE! | #VALUE! | #VALUE! |  | #VALUE! | -449 | #VALUE!
-9.48 | 0.088599 | #VALUE! | #VALUE! | #VALUE! | #VALUE! |  | #VALUE! | -448 | #VALUE!
-9.47 | -0.14961 | #VALUE! | #VALUE! | #VALUE! | #VALUE! |  | #VALUE! | -447 | #VALUE!
-9.46 | 0.038828 | #VALUE! | #VALUE! | #VALUE! | #VALUE! |  | #VALUE! | -446 | #VALUE!
-9.45 | -0.096487 | #VALUE! | #VALUE! | #VALUE! | #VALUE! |  | #VALUE! | -445 | #VALUE!
-9.44 | 0.086177 | #VALUE! | #VALUE! | #VALUE! | #VALUE! |  | #VALUE! | -444 | #VALUE!
-9.43 | -0.028237 | #VALUE! | #VALUE! | #VALUE! | #VALUE! |  | #VALUE! | -443 | #VALUE!
-9.42 | 0.082254 | #VALUE! | #VALUE! | #VALUE! | #VALUE! |  | #VALUE! | -442 | #VALUE!
-9.41 | -0.11003 | #VALUE! | #VALUE! | #VALUE! | #VALUE! |  | #VALUE! | -441 | #VALUE!
-9.4 | 0.00033812 | #VALUE! | #VALUE! | #VALUE! | #VALUE! |  | #VALUE! | -440 | #VALUE!
-9.39 | -0.1929 | #VALUE! | #VALUE! | #VALUE! | #VALUE! |  | #VALUE! | -439 | #VALUE!
-9.38 | 0.081372 | #VALUE! | #VALUE! | #VALUE! | #VALUE! |  | #VALUE! | -438 | #VALUE!
-9.37 | -0.02651 | #VALUE! | #VALUE! | #VALUE! | #VALUE! |  | #VALUE! | -437 | #VALUE!
-9.36 | -0.19226 | #VALUE! | #VALUE! | #VALUE! | #VALUE! |  | #VALUE! | -436 | #VALUE!
-9.35 | -0.19635 | #VALUE! | #VALUE! | #VALUE! | #VALUE! |  | #VALUE! | -435 | #VALUE!
-9.34 | -0.076154 | #VALUE! | #VALUE! | #VALUE! | #VALUE! |  | #VALUE! | -434 | #VALUE!
-9.33 | -0.16274 | #VALUE! | #VALUE! | #VALUE! | #VALUE! |  | #VALUE! | -433 | #VALUE!
-9.32 | -0.029287 | #VALUE! | #VALUE! | #VALUE! | #VALUE! |  | #VALUE! | -432 | #VALUE!
-9.31 | -0.10984 | #VALUE! | #VALUE! | #VALUE! | #VALUE! |  | #VALUE! | -431 | #VALUE!
-9.3 | -0.1715 | #VALUE! | #VALUE! | #VALUE! | #VALUE! |  | #VALUE! | -430 | #VALUE!
-9.29 | 0.083135 | #VALUE! | #VALUE! | #VALUE! | #VALUE! |  | #VALUE! | -429 | #VALUE!
-9.28 | 0.008932 | #VALUE! | #VALUE! | #VALUE! | #VALUE! |  | #VALUE! | -428 | #VALUE!
-9.27 | 0.013882 | #VALUE! | #VALUE! | #VALUE! | #VALUE! |  | #VALUE! | -427 | #VALUE!
-9.26 | -0.10274 | #VALUE! | #VALUE! | #VALUE! | #VALUE! |  | #VALUE! | -426 | #VALUE!
-9.25 | 0.089783 | #VALUE! | #VALUE! | #VALUE! | #VALUE! |  | #VALUE! | -425 | #VALUE!
-9.24 | 0.11481 | #VALUE! | #VALUE! | #VALUE! | #VALUE! |  | #VALUE! | -424 | #VALUE!
-9.23 | -0.01403 | #VALUE! | #VALUE! | #VALUE! | #VALUE! |  | #VALUE! | -423 | #VALUE!
-9.22 | -0.17639 | #VALUE! | #VALUE! | #VALUE! | #VALUE! |  | #VALUE! | -422 | #VALUE!
-9.21 | -0.05766 | #VALUE! | #VALUE! | #VALUE! | #VALUE! |  | #VALUE! | -421 | #VALUE!
-9.2 | -0.070797 | #VALUE! | #VALUE! | #VALUE! | #VALUE! |  | #VALUE! | -420 | #VALUE!
-9.19 | 0.022227 | #VALUE! | #VALUE! | #VALUE! | #VALUE! |  | #VALUE! | -419 | #VALUE!
-9.18 | -0.054269 | #VALUE! | #VALUE! | #VALUE! | #VALUE! |  | #VALUE! | -418 | #VALUE!
-9.17 | 0.072853 | #VALUE! | #VALUE! | #VALUE! | #VALUE! |  | #VALUE! | -417 | #VALUE!
-9.16 | 0.031491 | #VALUE! | #VALUE! | #VALUE! | #VALUE! |  | #VALUE! | -416 | #VALUE!
-9.15 | 0.043784 | #VALUE! | #VALUE! | #VALUE! | #VALUE! |  | #VALUE! | -415 | #VALUE!
-9.14 | 0.10671 | #VALUE! | #VALUE! | #VALUE! | #VALUE! |  | #VALUE! | -414 | #VALUE!
-9.13 | -0.1573 | #VALUE! | #VALUE! | #VALUE! | #VALUE! |  | #VALUE! | -413 | #VALUE!
-9.12 | -0.063289 | #VALUE! | #VALUE! | #VALUE! | #VALUE! |  | #VALUE! | -412 | #VALUE!
-9.11 | 0.003155 | #VALUE! | #VALUE! | #VALUE! | #VALUE! |  | #VALUE! | -411 | #VALUE!
-9.1 | 0.029496 | #VALUE! | #VALUE! | #VALUE! | #VALUE! |  | #VALUE! | -410 | #VALUE!
-9.09 | -0.15479 | #VALUE! | #VALUE! | #VALUE! | #VALUE! |  | #VALUE! | -409 | #VALUE!
-9.08 | 0.1316 | #VALUE! | #VALUE! | #VALUE! | #VALUE! |  | #VALUE! | -408 | #VALUE!
-9.07 | 0.050476 | #VALUE! | #VALUE! | #VALUE! | #VALUE! |  | #VALUE! | -407 | #VALUE!
-9.06 | -0.059127 | #VALUE! | #VALUE! | #VALUE! | #VALUE! |  | #VALUE! | -406 | #VALUE!
-9.05 | 0.083264 | #VALUE! | #VALUE! | #VALUE! | #VALUE! |  | #VALUE! | -405 | #VALUE!
-9.04 | -0.044296 | #VALUE! | #VALUE! | #VALUE! | #VALUE! |  | #VALUE! | -404 | #VALUE!
-9.03 | -0.10417 | #VALUE! | #VALUE! | #VALUE! | #VALUE! |  | #VALUE! | -403 | #VALUE!
-9.02 | -0.12588 | #VALUE! | #VALUE! | #VALUE! | #VALUE! |  | #VALUE! | -402 | #VALUE!
-9.01 | -0.15047 | #VALUE! | #VALUE! | #VALUE! | #VALUE! |  | #VALUE! | -401 | #VALUE!
-9 | 0.050744 | #VALUE! | #VALUE! | #VALUE! | #VALUE! |  | #VALUE! | -400 | #VALUE!
-8.99 | -0.098192 | #VALUE! | #VALUE! | #VALUE! | #VALUE! |  | #VALUE! | -399 | #VALUE!
-8.98 | -0.038661 | #VALUE! | #VALUE! | #VALUE! | #VALUE! |  | #VALUE! | -398 | #VALUE!
-8.97 | -0.14331 | #VALUE! | #VALUE! | #VALUE! | #VALUE! |  | #VALUE! | -397 | #VALUE!
-8.96 | -0.026234 | #VALUE! | #VALUE! | #VALUE! | #VALUE! |  | #VALUE! | -396 | #VALUE!
-8.95 | -0.11812 | #VALUE! | #VALUE! | #VALUE! | #VALUE! |  | #VALUE! | -395 | #VALUE!
-8.94 | 0.088029 | #VALUE! | #VALUE! | #VALUE! | #VALUE! |  | #VALUE! | -394 | #VALUE!
-8.93 | -0.14944 | #VALUE! | #VALUE! | #VALUE! | #VALUE! |  | #VALUE! | -393 | #VALUE!
-8.92 | 0.049066 | #VALUE! | #VALUE! | #VALUE! | #VALUE! |  | #VALUE! | -392 | #VALUE!
-8.91 | 0.0087711 | #VALUE! | #VALUE! | #VALUE! | #VALUE! |  | #VALUE! | -391 | #VALUE!
-8.9 | -0.068192 | #VALUE! | #VALUE! | #VALUE! | #VALUE! |  | #VALUE! | -390 | #VALUE!
-8.89 | 0.015177 | #VALUE! | #VALUE! | #VALUE! | #VALUE! |  | #VALUE! | -389 | #VALUE!
-8.88 | -0.10623 | #VALUE! | #VALUE! | #VALUE! | #VALUE! |  | #VALUE! | -388 | #VALUE!
-8.87 | -0.074437 | #VALUE! | #VALUE! | #VALUE! | #VALUE! |  | #VALUE! | -387 | #VALUE!
-8.86 | -0.17079 | #VALUE! | #VALUE! | #VALUE! | #VALUE! |  | #VALUE! | -386 | #VALUE!
-8.85 | 0.041977 | #VALUE! | #VALUE! | #VALUE! | #VALUE! |  | #VALUE! | -385 | #VALUE!
-8.84 | -0.13608 | #VALUE! | #VALUE! | #VALUE! | #VALUE! |  | #VALUE! | -384 | #VALUE!
-8.83 | -0.072169 | #VALUE! | #VALUE! | #VALUE! | #VALUE! |  | #VALUE! | -383 | #VALUE!
-8.82 | 0.014915 | #VALUE! | #VALUE! | #VALUE! | #VALUE! |  | #VALUE! | -382 | #VALUE!
-8.81 | 0.073367 | #VALUE! | #VALUE! | #VALUE! | #VALUE! |  | #VALUE! | -381 | #VALUE!
-8.8 | -0.099771 | #VALUE! | #VALUE! | #VALUE! | #VALUE! |  | #VALUE! | -380 | #VALUE!
-8.79 | -0.048958 | #VALUE! | #VALUE! | #VALUE! | #VALUE! |  | #VALUE! | -379 | #VALUE!
-8.78 | -0.13302 | #VALUE! | #VALUE! | #VALUE! | #VALUE! |  | #VALUE! | -378 | #VALUE!
-8.77 | -0.072608 | #VALUE! | #VALUE! | #VALUE! | #VALUE! |  | #VALUE! | -377 | #VALUE!
-8.76 | -0.17189 | #VALUE! | #VALUE! | #VALUE! | #VALUE! |  | #VALUE! | -376 | #VALUE!
-8.75 | -0.049485 | #VALUE! | #VALUE! | #VALUE! | #VALUE! |  | #VALUE! | -375 | #VALUE!
-8.74 | 0.086688 | #VALUE! | #VALUE! | #VALUE! | #VALUE! |  | #VALUE! | -374 | #VALUE!
-8.73 | -0.10296 | #VALUE! | #VALUE! | #VALUE! | #VALUE! |  | #VALUE! | -373 | #VALUE!
-8.72 | -0.15265 | #VALUE! | #VALUE! | #VALUE! | #VALUE! |  | #VALUE! | -372 | #VALUE!
-8.71 | 0.1319 | #VALUE! | #VALUE! | #VALUE! | #VALUE! |  | #VALUE! | -371 | #VALUE!
-8.7 | 0.067264 | #VALUE! | #VALUE! | #VALUE! | #VALUE! |  | #VALUE! | -370 | #VALUE!
-8.69 | -0.089321 | #VALUE! | #VALUE! | #VALUE! | #VALUE! |  | #VALUE! | -369 | #VALUE!
-8.68 | -0.11396 | #VALUE! | #VALUE! | #VALUE! | #VALUE! |  | #VALUE! | -368 | #VALUE!
-8.67 | -0.0036614 | #VALUE! | #VALUE! | #VALUE! | #VALUE! |  | #VALUE! | -367 | #VALUE!
-8.66 | -0.13162 | #VALUE! | #VALUE! | #VALUE! | #VALUE! |  | #VALUE! | -366 | #VALUE!
-8.65 | -0.094491 | #VALUE! | #VALUE! | #VALUE! | #VALUE! |  | #VALUE! | -365 | #VALUE!
-8.64 | -0.1747 | #VALUE! | #VALUE! | #VALUE! | #VALUE! |  | #VALUE! | -364 | #VALUE!
-8.63 | -0.0010458 | #VALUE! | #VALUE! | #VALUE! | #VALUE! |  | #VALUE! | -363 | #VALUE!
-8.62 | 0.12876 | #VALUE! | #VALUE! | #VALUE! | #VALUE! |  | #VALUE! | -362 | #VALUE!
-8.61 | 0.002686 | #VALUE! | #VALUE! | #VALUE! | #VALUE! |  | #VALUE! | -361 | #VALUE!
-8.6 | 0.064582 | #VALUE! | #VALUE! | #VALUE! | #VALUE! |  | #VALUE! | -360 | #VALUE!
-8.59 | -0.19144 | #VALUE! | #VALUE! | #VALUE! | #VALUE! |  | #VALUE! | -359 | #VALUE!
-8.58 | -0.16938 | #VALUE! | #VALUE! | #VALUE! | #VALUE! |  | #VALUE! | -358 | #VALUE!
-8.57 | -0.16668 | #VALUE! | #VALUE! | #VALUE! | #VALUE! |  | #VALUE! | -357 | #VALUE!
-8.56 | -0.18822 | #VALUE! | #VALUE! | #VALUE! | #VALUE! |  | #VALUE! | -356 | #VALUE!
-8.55 | -0.1769 | #VALUE! | #VALUE! | #VALUE! | #VALUE! |  | #VALUE! | -355 | #VALUE!
-8.54 | -0.125 | #VALUE! | #VALUE! | #VALUE! | #VALUE! |  | #VALUE! | -354 | #VALUE!
-8.53 | 0.011563 | #VALUE! | #VALUE! | #VALUE! | #VALUE! |  | #VALUE! | -353 | #VALUE!
-8.52 | -0.17635 | #VALUE! | #VALUE! | #VALUE! | #VALUE! |  | #VALUE! | -352 | #VALUE!
-8.51 | -0.076841 | #VALUE! | #VALUE! | #VALUE! | #VALUE! |  | #VALUE! | -351 | #VALUE!
-8.5 | -0.028269 | #VALUE! | #VALUE! | #VALUE! | #VALUE! |  | #VALUE! | -350 | #VALUE!
-8.49 | 0.032602 | #VALUE! | #VALUE! | #VALUE! | #VALUE! |  | #VALUE! | -349 | #VALUE!
-8.48 | 0.067949 | #VALUE! | #VALUE! | #VALUE! | #VALUE! |  | #VALUE! | -348 | #VALUE!
-8.47 | -0.040373 | #VALUE! | #VALUE! | #VALUE! | #VALUE! |  | #VALUE! | -347 | #VALUE!
-8.46 | -0.17445 | #VALUE! | #VALUE! | #VALUE! | #VALUE! |  | #VALUE! | -346 | #VALUE!
-8.45 | -0.035568 | #VALUE! | #VALUE! | #VALUE! | #VALUE! |  | #VALUE! | -345 | #VALUE!
-8.44 | 0.05187 | #VALUE! | #VALUE! | #VALUE! | #VALUE! |  | #VALUE! | -344 | #VALUE!
-8.43 | 0.1115 | #VALUE! | #VALUE! | #VALUE! | #VALUE! |  | #VALUE! | -343 | #VALUE!
-8.42 | 0.11721 | #VALUE! | #VALUE! | #VALUE! | #VALUE! |  | #VALUE! | -342 | #VALUE!
-8.41 | 0.043088 | #VALUE! | #VALUE! | #VALUE! | #VALUE! |  | #VALUE! | -341 | #VALUE!
-8.4 | -6.4897e-05 | #VALUE! | #VALUE! | #VALUE! | #VALUE! |  | #VALUE! | -340 | #VALUE!
-8.39 | -0.069534 | #VALUE! | #VALUE! | #VALUE! | #VALUE! |  | #VALUE! | -339 | #VALUE!
-8.38 | -0.076341 | #VALUE! | #VALUE! | #VALUE! | #VALUE! |  | #VALUE! | -338 | #VALUE!
-8.37 | 0.086278 | #VALUE! | #VALUE! | #VALUE! | #VALUE! |  | #VALUE! | -337 | #VALUE!
-8.36 | 0.071704 | #VALUE! | #VALUE! | #VALUE! | #VALUE! |  | #VALUE! | -336 | #VALUE!
-8.35 | -0.11351 | #VALUE! | #VALUE! | #VALUE! | #VALUE! |  | #VALUE! | -335 | #VALUE!
-8.34 | -0.081806 | #VALUE! | #VALUE! | #VALUE! | #VALUE! |  | #VALUE! | -334 | #VALUE!
-8.33 | -0.040576 | #VALUE! | #VALUE! | #VALUE! | #VALUE! |  | #VALUE! | -333 | #VALUE!
-8.32 | -0.099635 | #VALUE! | #VALUE! | #VALUE! | #VALUE! |  | #VALUE! | -332 | #VALUE!
-8.31 | -0.014506 | #VALUE! | #VALUE! | #VALUE! | #VALUE! |  | #VALUE! | -331 | #VALUE!
-8.3 | -0.17639 | #VALUE! | #VALUE! | #VALUE! | #VALUE! |  | #VALUE! | -330 | #VALUE!
-8.29 | -0.18136 | #VALUE! | #VALUE! | #VALUE! | #VALUE! |  | #VALUE! | -329 | #VALUE!
-8.28 | -0.08081 | #VALUE! | #VALUE! | #VALUE! | #VALUE! |  | #VALUE! | -328 | #VALUE!
-8.27 | 0.12069 | #VALUE! | #VALUE! | #VALUE! | #VALUE! |  | #VALUE! | -327 | #VALUE!
-8.26 | -0.068102 | #VALUE! | #VALUE! | #VALUE! | #VALUE! |  | #VALUE! | -326 | #VALUE!
-8.25 | 0.067956 | #VALUE! | #VALUE! | #VALUE! | #VALUE! |  | #VALUE! | -325 | #VALUE!
-8.24 | 0.011891 | #VALUE! | #VALUE! | #VALUE! | #VALUE! |  | #VALUE! | -324 | #VALUE!
-8.23 | 0.12279 | #VALUE! | #VALUE! | #VALUE! | #VALUE! |  | #VALUE! | -323 | #VALUE!
-8.22 | -0.12619 | #VALUE! | #VALUE! | #VALUE! | #VALUE! |  | #VALUE! | -322 | #VALUE!
-8.21 | 0.10165 | #VALUE! | #VALUE! | #VALUE! | #VALUE! |  | #VALUE! | -321 | #VALUE!
-8.2 | -0.07363 | #VALUE! | #VALUE! | #VALUE! | #VALUE! |  | #VALUE! | -320 | #VALUE!
-8.19 | 0.068337 | #VALUE! | #VALUE! | #VALUE! | #VALUE! |  | #VALUE! | -319 | #VALUE!
-8.18 | 0.03724 | #VALUE! | #VALUE! | #VALUE! | #VALUE! |  | #VALUE! | -318 | #VALUE!
-8.17 | 0.028897 | #VALUE! | #VALUE! | #VALUE! | #VALUE! |  | #VALUE! | -317 | #VALUE!
-8.16 | -0.12655 | #VALUE! | #VALUE! | #VALUE! | #VALUE! |  | #VALUE! | -316 | #VALUE!
-8.15 | -0.19622 | #VALUE! | #VALUE! | #VALUE! | #VALUE! |  | #VALUE! | -315 | #VALUE!
-8.14 | 0.084481 | #VALUE! | #VALUE! | #VALUE! | #VALUE! |  | #VALUE! | -314 | #VALUE!
-8.13 | 0.080505 | #VALUE! | #VALUE! | #VALUE! | #VALUE! |  | #VALUE! | -313 | #VALUE!
-8.12 | 0.1085 | #VALUE! | #VALUE! | #VALUE! | #VALUE! |  | #VALUE! | -312 | #VALUE!
-8.11 | 0.094607 | #VALUE! | #VALUE! | #VALUE! | #VALUE! |  | #VALUE! | -311 | #VALUE!
-8.1 | -0.029929 | #VALUE! | #VALUE! | #VALUE! | #VALUE! |  | #VALUE! | -310 | #VALUE!
-8.09 | -0.17783 | #VALUE! | #VALUE! | #VALUE! | #VALUE! |  | #VALUE! | -309 | #VALUE!
-8.08 | -0.14467 | #VALUE! | #VALUE! | #VALUE! | #VALUE! |  | #VALUE! | -308 | #VALUE!
-8.07 | 0.10533 | #VALUE! | #VALUE! | #VALUE! | #VALUE! |  | #VALUE! | -307 | #VALUE!
-8.06 | -0.18972 | #VALUE! | #VALUE! | #VALUE! | #VALUE! |  | #VALUE! | -306 | #VALUE!
-8.05 | -0.00021461 | #VALUE! | #VALUE! | #VALUE! | #VALUE! |  | #VALUE! | -305 | #VALUE!
-8.04 | -0.096042 | #VALUE! | #VALUE! | #VALUE! | #VALUE! |  | #VALUE! | -304 | #VALUE!
-8.03 | -0.15939 | #VALUE! | #VALUE! | #VALUE! | #VALUE! |  | #VALUE! | -303 | #VALUE!
-8.02 | -0.10434 | #VALUE! | #VALUE! | #VALUE! | #VALUE! |  | #VALUE! | -302 | #VALUE!
-8.01 | -0.075059 | #VALUE! | #VALUE! | #VALUE! | #VALUE! |  | #VALUE! | -301 | #VALUE!
-8 | -0.1226 | #VALUE! | #VALUE! | #VALUE! | #VALUE! |  | #VALUE! | -300 | #VALUE!
-7.99 | -0.14986 | #VALUE! | #VALUE! | #VALUE! | #VALUE! |  | #VALUE! | -299 | #VALUE!
-7.98 | 0.044206 | #VALUE! | #VALUE! | #VALUE! | #VALUE! |  | #VALUE! | -298 | #VALUE!
-7.97 | 0.067322 | #VALUE! | #VALUE! | #VALUE! | #VALUE! |  | #VALUE! | -297 | #VALUE!
-7.96 | -0.043344 | #VALUE! | #VALUE! | #VALUE! | #VALUE! |  | #VALUE! | -296 | #VALUE!
-7.95 | -0.14 | #VALUE! | #VALUE! | #VALUE! | #VALUE! |  | #VALUE! | -295 | #VALUE!
-7.94 | -0.035015 | #VALUE! | #VALUE! | #VALUE! | #VALUE! |  | #VALUE! | -294 | #VALUE!
-7.93 | -0.0080627 | #VALUE! | #VALUE! | #VALUE! | #VALUE! |  | #VALUE! | -293 | #VALUE!
-7.92 | -0.089636 | #VALUE! | #VALUE! | #VALUE! | #VALUE! |  | #VALUE! | -292 | #VALUE!
-7.91 | 0.058637 | #VALUE! | #VALUE! | #VALUE! | #VALUE! |  | #VALUE! | -291 | #VALUE!
-7.9 | 0.1036 | #VALUE! | #VALUE! | #VALUE! | #VALUE! |  | #VALUE! | -290 | #VALUE!
-7.89 | 0.036401 | #VALUE! | #VALUE! | #VALUE! | #VALUE! |  | #VALUE! | -289 | #VALUE!
-7.88 | -0.10992 | #VALUE! | #VALUE! | #VALUE! | #VALUE! |  | #VALUE! | -288 | #VALUE!
-7.87 | 0.095954 | #VALUE! | #VALUE! | #VALUE! | #VALUE! |  | #VALUE! | -287 | #VALUE!
-7.86 | -0.18223 | #VALUE! | #VALUE! | #VALUE! | #VALUE! |  | #VALUE! | -286 | #VALUE!
-7.85 | -0.052216 | #VALUE! | #VALUE! | #VALUE! | #VALUE! |  | #VALUE! | -285 | #VALUE!
-7.84 | -0.016925 | #VALUE! | #VALUE! | #VALUE! | #VALUE! |  | #VALUE! | -284 | #VALUE!
-7.83 | 0.10185 | #VALUE! | #VALUE! | #VALUE! | #VALUE! |  | #VALUE! | -283 | #VALUE!
-7.82 | -0.09042 | #VALUE! | #VALUE! | #VALUE! | #VALUE! |  | #VALUE! | -282 | #VALUE!
-7.81 | 0.041314 | #VALUE! | #VALUE! | #VALUE! | #VALUE! |  | #VALUE! | -281 | #VALUE!
-7.8 | 0.10012 | #VALUE! | #VALUE! | #VALUE! | #VALUE! |  | #VALUE! | -280 | #VALUE!
-7.79 | -0.060124 | #VALUE! | #VALUE! | #VALUE! | #VALUE! |  | #VALUE! | -279 | #VALUE!
-7.78 | 0.086144 | #VALUE! | #VALUE! | #VALUE! | #VALUE! |  | #VALUE! | -278 | #VALUE!
-7.77 | 0.076374 | #VALUE! | #VALUE! | #VALUE! | #VALUE! |  | #VALUE! | -277 | #VALUE!
-7.76 | -0.13643 | #VALUE! | #VALUE! | #VALUE! | #VALUE! |  | #VALUE! | -276 | #VALUE!
-7.75 | 0.097769 | #VALUE! | #VALUE! | #VALUE! | #VALUE! |  | #VALUE! | -275 | #VALUE!
-7.74 | -0.022828 | #VALUE! | #VALUE! | #VALUE! | #VALUE! |  | #VALUE! | -274 | #VALUE!
-7.73 | -0.1111 | #VALUE! | #VALUE! | #VALUE! | #VALUE! |  | #VALUE! | -273 | #VALUE!
-7.72 | 0.0067157 | #VALUE! | #VALUE! | #VALUE! | #VALUE! |  | #VALUE! | -272 | #VALUE!
-7.71 | -0.0067043 | #VALUE! | #VALUE! | #VALUE! | #VALUE! |  | #VALUE! | -271 | #VALUE!
-7.7 | 0.018555 | #VALUE! | #VALUE! | #VALUE! | #VALUE! |  | #VALUE! | -270 | #VALUE!
-7.69 | 0.12426 | #VALUE! | #VALUE! | #VALUE! | #VALUE! |  | #VALUE! | -269 | #VALUE!
-7.68 | 0.062533 | #VALUE! | #VALUE! | #VALUE! | #VALUE! |  | #VALUE! | -268 | #VALUE!
-7.67 | 0.10904 | #VALUE! | #VALUE! | #VALUE! | #VALUE! |  | #VALUE! | -267 | #VALUE!
-7.66 | -0.17939 | #VALUE! | #VALUE! | #VALUE! | #VALUE! |  | #VALUE! | -266 | #VALUE!
-7.65 | 0.078798 | #VALUE! | #VALUE! | #VALUE! | #VALUE! |  | #VALUE! | -265 | #VALUE!
-7.64 | -0.18068 | #VALUE! | #VALUE! | #VALUE! | #VALUE! |  | #VALUE! | -264 | #VALUE!
-7.63 | -0.15207 | #VALUE! | #VALUE! | #VALUE! | #VALUE! |  | #VALUE! | -263 | #VALUE!
-7.62 | -0.070334 | #VALUE! | #VALUE! | #VALUE! | #VALUE! |  | #VALUE! | -262 | #VALUE!
-7.61 | 0.085441 | #VALUE! | #VALUE! | #VALUE! | #VALUE! |  | #VALUE! | -261 | #VALUE!
-7.6 | 0.01549 | #VALUE! | #VALUE! | #VALUE! | #VALUE! |  | #VALUE! | -260 | #VALUE!
-7.59 | -0.18788 | #VALUE! | #VALUE! | #VALUE! | #VALUE! |  | #VALUE! | -259 | #VALUE!
-7.58 | 0.11469 | #VALUE! | #VALUE! | #VALUE! | #VALUE! |  | #VALUE! | -258 | #VALUE!
-7.57 | -0.13821 | #VALUE! | #VALUE! | #VALUE! | #VALUE! |  | #VALUE! | -257 | #VALUE!
-7.56 | 0.056151 | #VALUE! | #VALUE! | #VALUE! | #VALUE! |  | #VALUE! | -256 | #VALUE!
-7.55 | 0.083306 | #VALUE! | #VALUE! | #VALUE! | #VALUE! |  | #VALUE! | -255 | #VALUE!
-7.54 | 0.066746 | #VALUE! | #VALUE! | #VALUE! | #VALUE! |  | #VALUE! | -254 | #VALUE!
-7.53 | 0.12672 | #VALUE! | #VALUE! | #VALUE! | #VALUE! |  | #VALUE! | -253 | #VALUE!
-7.52 | 0.065508 | #VALUE! | #VALUE! | #VALUE! | #VALUE! |  | #VALUE! | -252 | #VALUE!
-7.51 | -0.00381 | #VALUE! | #VALUE! | #VALUE! | #VALUE! |  | #VALUE! | -251 | #VALUE!
-7.5 | -0.11484 | #VALUE! | #VALUE! | #VALUE! | #VALUE! |  | #VALUE! | -250 | #VALUE!
-7.49 | -0.13704 | #VALUE! | #VALUE! | #VALUE! | #VALUE! |  | #VALUE! | -249 | #VALUE!
-7.48 | -0.12141 | #VALUE! | #VALUE! | #VALUE! | #VALUE! |  | #VALUE! | -248 | #VALUE!
-7.47 | -0.064891 | #VALUE! | #VALUE! | #VALUE! | #VALUE! |  | #VALUE! | -247 | #VALUE!
-7.46 | -0.11474 | #VALUE! | #VALUE! | #VALUE! | #VALUE! |  | #VALUE! | -246 | #VALUE!
-7.45 | -0.023031 | #VALUE! | #VALUE! | #VALUE! | #VALUE! |  | #VALUE! | -245 | #VALUE!
-7.44 | 0.12899 | #VALUE! | #VALUE! | #VALUE! | #VALUE! |  | #VALUE! | -244 | #VALUE!
-7.43 | -0.027891 | #VALUE! | #VALUE! | #VALUE! | #VALUE! |  | #VALUE! | -243 | #VALUE!
-7.42 | 0.066115 | #VALUE! | #VALUE! | #VALUE! | #VALUE! |  | #VALUE! | -242 | #VALUE!
-7.41 | 0.00057254 | #VALUE! | #VALUE! | #VALUE! | #VALUE! |  | #VALUE! | -241 | #VALUE!
-7.4 | 0.030288 | #VALUE! | #VALUE! | #VALUE! | #VALUE! |  | #VALUE! | -240 | #VALUE!
-7.39 | 0.070187 | #VALUE! | #VALUE! | #VALUE! | #VALUE! |  | #VALUE! | -239 | #VALUE!
-7.38 | -0.074659 | #VALUE! | #VALUE! | #VALUE! | #VALUE! |  | #VALUE! | -238 | #VALUE!
-7.37 | 0.045019 | #VALUE! | #VALUE! | #VALUE! | #VALUE! |  | #VALUE! | -237 | #VALUE!
-7.36 | -0.18788 | #VALUE! | #VALUE! | #VALUE! | #VALUE! |  | #VALUE! | -236 | #VALUE!
-7.35 | 0.10249 | #VALUE! | #VALUE! | #VALUE! | #VALUE! |  | #VALUE! | -235 | #VALUE!
-7.34 | 0.097689 | #VALUE! | #VALUE! | #VALUE! | #VALUE! |  | #VALUE! | -234 | #VALUE!
-7.33 | 0.023411 | #VALUE! | #VALUE! | #VALUE! | #VALUE! |  | #VALUE! | -233 | #VALUE!
-7.32 | 0.049185 | #VALUE! | #VALUE! | #VALUE! | #VALUE! |  | #VALUE! | -232 | #VALUE!
-7.31 | -0.034001 | #VALUE! | #VALUE! | #VALUE! | #VALUE! |  | #VALUE! | -231 | #VALUE!
-7.3 | -0.054721 | #VALUE! | #VALUE! | #VALUE! | #VALUE! |  | #VALUE! | -230 | #VALUE!
-7.29 | 0.071507 | #VALUE! | #VALUE! | #VALUE! | #VALUE! |  | #VALUE! | -229 | #VALUE!
-7.28 | -0.13677 | #VALUE! | #VALUE! | #VALUE! | #VALUE! |  | #VALUE! | -228 | #VALUE!
-7.27 | -0.020178 | #VALUE! | #VALUE! | #VALUE! | #VALUE! |  | #VALUE! | -227 | #VALUE!
-7.26 | 0.056247 | #VALUE! | #VALUE! | #VALUE! | #VALUE! |  | #VALUE! | -226 | #VALUE!
-7.25 | 0.077981 | #VALUE! | #VALUE! | #VALUE! | #VALUE! |  | #VALUE! | -225 | #VALUE!
-7.24 | 0.10094 | #VALUE! | #VALUE! | #VALUE! | #VALUE! |  | #VALUE! | -224 | #VALUE!
-7.23 | -0.004794 | #VALUE! | #VALUE! | #VALUE! | #VALUE! |  | #VALUE! | -223 | #VALUE!
-7.22 | -0.015977 | #VALUE! | #VALUE! | #VALUE! | #VALUE! |  | #VALUE! | -222 | #VALUE!
-7.21 | -0.12286 | #VALUE! | #VALUE! | #VALUE! | #VALUE! |  | #VALUE! | -221 | #VALUE!
-7.2 | -0.14477 | #VALUE! | #VALUE! | #VALUE! | #VALUE! |  | #VALUE! | -220 | #VALUE!
-7.19 | -0.0012718 | #VALUE! | #VALUE! | #VALUE! | #VALUE! |  | #VALUE! | -219 | #VALUE!
-7.18 | -0.0043551 | #VALUE! | #VALUE! | #VALUE! | #VALUE! |  | #VALUE! | -218 | #VALUE!
-7.17 | -0.1879 | #VALUE! | #VALUE! | #VALUE! | #VALUE! |  | #VALUE! | -217 | #VALUE!
-7.16 | -0.015059 | #VALUE! | #VALUE! | #VALUE! | #VALUE! |  | #VALUE! | -216 | #VALUE!
-7.15 | 0.028127 | #VALUE! | #VALUE! | #VALUE! | #VALUE! |  | #VALUE! | -215 | #VALUE!
-7.14 | -0.15234 | #VALUE! | #VALUE! | #VALUE! | #VALUE! |  | #VALUE! | -214 | #VALUE!
-7.13 | -0.039994 | #VALUE! | #VALUE! | #VALUE! | #VALUE! |  | #VALUE! | -213 | #VALUE!
-7.12 | -0.042764 | #VALUE! | #VALUE! | #VALUE! | #VALUE! |  | #VALUE! | -212 | #VALUE!
-7.11 | -0.19534 | #VALUE! | #VALUE! | #VALUE! | #VALUE! |  | #VALUE! | -211 | #VALUE!
-7.1 | 0.11127 | #VALUE! | #VALUE! | #VALUE! | #VALUE! |  | #VALUE! | -210 | #VALUE!
-7.09 | 0.050135 | #VALUE! | #VALUE! | #VALUE! | #VALUE! |  | #VALUE! | -209 | #VALUE!
-7.08 | 0.029125 | #VALUE! | #VALUE! | #VALUE! | #VALUE! |  | #VALUE! | -208 | #VALUE!
-7.07 | -0.060694 | #VALUE! | #VALUE! | #VALUE! | #VALUE! |  | #VALUE! | -207 | #VALUE!
-7.06 | 0.029982 | #VALUE! | #VALUE! | #VALUE! | #VALUE! |  | #VALUE! | -206 | #VALUE!
-7.05 | -0.076817 | #VALUE! | #VALUE! | #VALUE! | #VALUE! |  | #VALUE! | -205 | #VALUE!
-7.04 | 0.034157 | #VALUE! | #VALUE! | #VALUE! | #VALUE! |  | #VALUE! | -204 | #VALUE!
-7.03 | -0.07757 | #VALUE! | #VALUE! | #VALUE! | #VALUE! |  | #VALUE! | -203 | #VALUE!
-7.02 | -0.11217 | #VALUE! | #VALUE! | #VALUE! | #VALUE! |  | #VALUE! | -202 | #VALUE!
-7.01 | 0.01928 | #VALUE! | #VALUE! | #VALUE! | #VALUE! |  | #VALUE! | -201 | #VALUE!
-7 | -0.087595 | #VALUE! | #VALUE! | #VALUE! | #VALUE! |  | #VALUE! | -200 | #VALUE!
-6.99 | -0.16699 | #VALUE! | #VALUE! | #VALUE! | #VALUE! |  | #VALUE! | -199 | #VALUE!
-6.98 | 0.021084 | #VALUE! | #VALUE! | #VALUE! | #VALUE! |  | #VALUE! | -198 | #VALUE!
-6.97 | 0.10362 | #VALUE! | #VALUE! | #VALUE! | #VALUE! |  | #VALUE! | -197 | #VALUE!
-6.96 | 0.053864 | #VALUE! | #VALUE! | #VALUE! | #VALUE! |  | #VALUE! | -196 | #VALUE!
-6.95 | -0.12465 | #VALUE! | #VALUE! | #VALUE! | #VALUE! |  | #VALUE! | -195 | #VALUE!
-6.94 | 0.066344 | #VALUE! | #VALUE! | #VALUE! | #VALUE! |  | #VALUE! | -194 | #VALUE!
-6.93 | 0.10763 | #VALUE! | #VALUE! | #VALUE! | #VALUE! |  | #VALUE! | -193 | #VALUE!
-6.92 | -0.064277 | #VALUE! | #VALUE! | #VALUE! | #VALUE! |  | #VALUE! | -192 | #VALUE!
-6.91 | -0.16477 | #VALUE! | #VALUE! | #VALUE! | #VALUE! |  | #VALUE! | -191 | #VALUE!
-6.9 | 0.13017 | #VALUE! | #VALUE! | #VALUE! | #VALUE! |  | #VALUE! | -190 | #VALUE!
-6.89 | 0.020671 | #VALUE! | #VALUE! | #VALUE! | #VALUE! |  | #VALUE! | -189 | #VALUE!
-6.88 | -0.0026943 | #VALUE! | #VALUE! | #VALUE! | #VALUE! |  | #VALUE! | -188 | #VALUE!
-6.87 | -0.17597 | #VALUE! | #VALUE! | #VALUE! | #VALUE! |  | #VALUE! | -187 | #VALUE!
-6.86 | -0.043309 | #VALUE! | #VALUE! | #VALUE! | #VALUE! |  | #VALUE! | -186 | #VALUE!
-6.85 | -0.0039145 | #VALUE! | #VALUE! | #VALUE! | #VALUE! |  | #VALUE! | -185 | #VALUE!
-6.84 | -0.062886 | #VALUE! | #VALUE! | #VALUE! | #VALUE! |  | #VALUE! | -184 | #VALUE!
-6.83 | 0.013186 | #VALUE! | #VALUE! | #VALUE! | #VALUE! |  | #VALUE! | -183 | #VALUE!
-6.82 | 0.037934 | #VALUE! | #VALUE! | #VALUE! | #VALUE! |  | #VALUE! | -182 | #VALUE!
-6.81 | -0.030274 | #VALUE! | #VALUE! | #VALUE! | #VALUE! |  | #VALUE! | -181 | #VALUE!
-6.8 | -0.14926 | #VALUE! | #VALUE! | #VALUE! | #VALUE! |  | #VALUE! | -180 | #VALUE!
-6.79 | 0.097116 | #VALUE! | #VALUE! | #VALUE! | #VALUE! |  | #VALUE! | -179 | #VALUE!
-6.78 | 0.013525 | #VALUE! | #VALUE! | #VALUE! | #VALUE! |  | #VALUE! | -178 | #VALUE!
-6.77 | 0.012516 | #VALUE! | #VALUE! | #VALUE! | #VALUE! |  | #VALUE! | -177 | #VALUE!
-6.76 | 0.076534 | #VALUE! | #VALUE! | #VALUE! | #VALUE! |  | #VALUE! | -176 | #VALUE!
-6.75 | -0.15125 | #VALUE! | #VALUE! | #VALUE! | #VALUE! |  | #VALUE! | -175 | #VALUE!
-6.74 | 0.07716 | #VALUE! | #VALUE! | #VALUE! | #VALUE! |  | #VALUE! | -174 | #VALUE!
-6.73 | -0.049598 | #VALUE! | #VALUE! | #VALUE! | #VALUE! |  | #VALUE! | -173 | #VALUE!
-6.72 | 0.057308 | #VALUE! | #VALUE! | #VALUE! | #VALUE! |  | #VALUE! | -172 | #VALUE!
-6.71 | -0.096606 | #VALUE! | #VALUE! | #VALUE! | #VALUE! |  | #VALUE! | -171 | #VALUE!
-6.7 | 0.11185 | #VALUE! | #VALUE! | #VALUE! | #VALUE! |  | #VALUE! | -170 | #VALUE!
-6.69 | 0.094915 | #VALUE! | #VALUE! | #VALUE! | #VALUE! |  | #VALUE! | -169 | #VALUE!
-6.68 | 0.1144 | #VALUE! | #VALUE! | #VALUE! | #VALUE! |  | #VALUE! | -168 | #VALUE!
-6.67 | -0.14798 | #VALUE! | #VALUE! | #VALUE! | #VALUE! |  | #VALUE! | -167 | #VALUE!
-6.66 | -0.12254 | #VALUE! | #VALUE! | #VALUE! | #VALUE! |  | #VALUE! | -166 | #VALUE!
-6.65 | -0.049613 | #VALUE! | #VALUE! | #VALUE! | #VALUE! |  | #VALUE! | -165 | #VALUE!
-6.64 | -0.16989 | #VALUE! | #VALUE! | #VALUE! | #VALUE! |  | #VALUE! | -164 | #VALUE!
-6.63 | 0.032912 | #VALUE! | #VALUE! | #VALUE! | #VALUE! |  | #VALUE! | -163 | #VALUE!
-6.62 | 0.11615 | #VALUE! | #VALUE! | #VALUE! | #VALUE! |  | #VALUE! | -162 | #VALUE!
-6.61 | -0.13287 | #VALUE! | #VALUE! | #VALUE! | #VALUE! |  | #VALUE! | -161 | #VALUE!
-6.6 | -0.078474 | #VALUE! | #VALUE! | #VALUE! | #VALUE! |  | #VALUE! | -160 | #VALUE!
-6.59 | -0.13563 | #VALUE! | #VALUE! | #VALUE! | #VALUE! |  | #VALUE! | -159 | #VALUE!
-6.58 | -0.16244 | #VALUE! | #VALUE! | #VALUE! | #VALUE! |  | #VALUE! | -158 | #VALUE!
-6.57 | -0.17031 | #VALUE! | #VALUE! | #VALUE! | #VALUE! |  | #VALUE! | -157 | #VALUE!
-6.56 | -0.17065 | #VALUE! | #VALUE! | #VALUE! | #VALUE! |  | #VALUE! | -156 | #VALUE!
-6.55 | -0.11239 | #VALUE! | #VALUE! | #VALUE! | #VALUE! |  | #VALUE! | -155 | #VALUE!
-6.54 | -0.16623 | #VALUE! | #VALUE! | #VALUE! | #VALUE! |  | #VALUE! | -154 | #VALUE!
-6.53 | 0.12618 | #VALUE! | #VALUE! | #VALUE! | #VALUE! |  | #VALUE! | -153 | #VALUE!
-6.52 | 0.088964 | #VALUE! | #VALUE! | #VALUE! | #VALUE! |  | #VALUE! | -152 | #VALUE!
-6.51 | 0.05681 | #VALUE! | #VALUE! | #VALUE! | #VALUE! |  | #VALUE! | -151 | #VALUE!
-6.5 | -0.071402 | #VALUE! | #VALUE! | #VALUE! | #VALUE! |  | #VALUE! | -150 | #VALUE!
-6.49 | 0.049333 | #VALUE! | #VALUE! | #VALUE! | #VALUE! |  | #VALUE! | -149 | #VALUE!
-6.48 | 0.02195 | #VALUE! | #VALUE! | #VALUE! | #VALUE! |  | #VALUE! | -148 | #VALUE!
-6.47 | 0.097711 | #VALUE! | #VALUE! | #VALUE! | #VALUE! |  | #VALUE! | -147 | #VALUE!
-6.46 | -0.013289 | #VALUE! | #VALUE! | #VALUE! | #VALUE! |  | #VALUE! | -146 | #VALUE!
-6.45 | -0.11644 | #VALUE! | #VALUE! | #VALUE! | #VALUE! |  | #VALUE! | -145 | #VALUE!
-6.44 | 0.072933 | #VALUE! | #VALUE! | #VALUE! | #VALUE! |  | #VALUE! | -144 | #VALUE!
-6.43 | -0.18084 | #VALUE! | #VALUE! | #VALUE! | #VALUE! |  | #VALUE! | -143 | #VALUE!
-6.42 | -0.059144 | #VALUE! | #VALUE! | #VALUE! | #VALUE! |  | #VALUE! | -142 | #VALUE!
-6.41 | -0.13702 | #VALUE! | #VALUE! | #VALUE! | #VALUE! |  | #VALUE! | -141 | #VALUE!
-6.4 | -0.12843 | #VALUE! | #VALUE! | #VALUE! | #VALUE! |  | #VALUE! | -140 | #VALUE!
-6.39 | -0.084044 | #VALUE! | #VALUE! | #VALUE! | #VALUE! |  | #VALUE! | -139 | #VALUE!
-6.38 | -0.037182 | #VALUE! | #VALUE! | #VALUE! | #VALUE! |  | #VALUE! | -138 | #VALUE!
-6.37 | -0.078557 | #VALUE! | #VALUE! | #VALUE! | #VALUE! |  | #VALUE! | -137 | #VALUE!
-6.36 | 0.12953 | #VALUE! | #VALUE! | #VALUE! | #VALUE! |  | #VALUE! | -136 | #VALUE!
-6.35 | -0.14244 | #VALUE! | #VALUE! | #VALUE! | #VALUE! |  | #VALUE! | -135 | #VALUE!
-6.34 | -0.14908 | #VALUE! | #VALUE! | #VALUE! | #VALUE! |  | #VALUE! | -134 | #VALUE!
-6.33 | -0.03904 | #VALUE! | #VALUE! | #VALUE! | #VALUE! |  | #VALUE! | -133 | #VALUE!
-6.32 | 0.13155 | #VALUE! | #VALUE! | #VALUE! | #VALUE! |  | #VALUE! | -132 | #VALUE!
-6.31 | -0.17681 | #VALUE! | #VALUE! | #VALUE! | #VALUE! |  | #VALUE! | -131 | #VALUE!
-6.3 | -0.19545 | #VALUE! | #VALUE! | #VALUE! | #VALUE! |  | #VALUE! | -130 | #VALUE!
-6.29 | 0.098042 | #VALUE! | #VALUE! | #VALUE! | #VALUE! |  | #VALUE! | -129 | #VALUE!
-6.28 | -0.11972 | #VALUE! | #VALUE! | #VALUE! | #VALUE! |  | #VALUE! | -128 | #VALUE!
-6.27 | 0.0074577 | #VALUE! | #VALUE! | #VALUE! | #VALUE! |  | #VALUE! | -127 | #VALUE!
-6.26 | 0.077327 | #VALUE! | #VALUE! | #VALUE! | #VALUE! |  | #VALUE! | -126 | #VALUE!
-6.25 | 0.047103 | #VALUE! | #VALUE! | #VALUE! | #VALUE! |  | #VALUE! | -125 | #VALUE!
-6.24 | -0.073821 | #VALUE! | #VALUE! | #VALUE! | #VALUE! |  | #VALUE! | -124 | #VALUE!
-6.23 | 0.041677 | #VALUE! | #VALUE! | #VALUE! | #VALUE! |  | #VALUE! | -123 | #VALUE!
-6.22 | 0.11497 | #VALUE! | #VALUE! | #VALUE! | #VALUE! |  | #VALUE! | -122 | #VALUE!
-6.21 | 0.075309 | #VALUE! | #VALUE! | #VALUE! | #VALUE! |  | #VALUE! | -121 | #VALUE!
-6.2 | 0.01685 | #VALUE! | #VALUE! | #VALUE! | #VALUE! |  | #VALUE! | -120 | #VALUE!
-6.19 | -0.09151 | #VALUE! | #VALUE! | #VALUE! | #VALUE! |  | #VALUE! | -119 | #VALUE!
-6.18 | -0.095632 | #VALUE! | #VALUE! | #VALUE! | #VALUE! |  | #VALUE! | -118 | #VALUE!
-6.17 | -0.1257 | #VALUE! | #VALUE! | #VALUE! | #VALUE! |  | #VALUE! | -117 | #VALUE!
-6.16 | -0.056725 | #VALUE! | #VALUE! | #VALUE! | #VALUE! |  | #VALUE! | -116 | #VALUE!
-6.15 | 0.050714 | #VALUE! | #VALUE! | #VALUE! | #VALUE! |  | #VALUE! | -115 | #VALUE!
-6.14 | 0.13223 | #VALUE! | #VALUE! | #VALUE! | #VALUE! |  | #VALUE! | -114 | #VALUE!
-6.13 | -0.059124 | #VALUE! | #VALUE! | #VALUE! | #VALUE! |  | #VALUE! | -113 | #VALUE!
-6.12 | 0.082394 | #VALUE! | #VALUE! | #VALUE! | #VALUE! |  | #VALUE! | -112 | #VALUE!
-6.11 | -0.086172 | #VALUE! | #VALUE! | #VALUE! | #VALUE! |  | #VALUE! | -111 | #VALUE!
-6.1 | 0.063638 | #VALUE! | #VALUE! | #VALUE! | #VALUE! |  | #VALUE! | -110 | #VALUE!
-6.09 | 0.036137 | #VALUE! | #VALUE! | #VALUE! | #VALUE! |  | #VALUE! | -109 | #VALUE!
-6.08 | -0.15233 | #VALUE! | #VALUE! | #VALUE! | #VALUE! |  | #VALUE! | -108 | #VALUE!
-6.07 | 0.12716 | #VALUE! | #VALUE! | #VALUE! | #VALUE! |  | #VALUE! | -107 | #VALUE!
-6.06 | 0.076391 | #VALUE! | #VALUE! | #VALUE! | #VALUE! |  | #VALUE! | -106 | #VALUE!
-6.05 | -0.065371 | #VALUE! | #VALUE! | #VALUE! | #VALUE! |  | #VALUE! | -105 | #VALUE!
-6.04 | -0.14866 | #VALUE! | #VALUE! | #VALUE! | #VALUE! |  | #VALUE! | -104 | #VALUE!
-6.03 | -0.095294 | #VALUE! | #VALUE! | #VALUE! | #VALUE! |  | #VALUE! | -103 | #VALUE!
-6.02 | 0.096268 | #VALUE! | #VALUE! | #VALUE! | #VALUE! |  | #VALUE! | -102 | #VALUE!
-6.01 | -0.098484 | #VALUE! | #VALUE! | #VALUE! | #VALUE! |  | #VALUE! | -101 | #VALUE!
-6 | 0.017663 | #VALUE! | #VALUE! | #VALUE! | #VALUE! |  | #VALUE! | -100 | #VALUE!
-5.99 | -0.15762 | #VALUE! | #VALUE! | #VALUE! | #VALUE! |  | #VALUE! | -99 | #VALUE!
-5.98 | -0.1071 | #VALUE! | #VALUE! | #VALUE! | #VALUE! |  | #VALUE! | -98 | #VALUE!
-5.97 | 0.086456 | #VALUE! | #VALUE! | #VALUE! | #VALUE! |  | #VALUE! | -97 | #VALUE!
-5.96 | -0.078229 | #VALUE! | #VALUE! | #VALUE! | #VALUE! |  | #VALUE! | -96 | #VALUE!
-5.95 | 0.057881 | #VALUE! | #VALUE! | #VALUE! | #VALUE! |  | #VALUE! | -95 | #VALUE!
-5.94 | 0.024945 | #VALUE! | #VALUE! | #VALUE! | #VALUE! |  | #VALUE! | -94 | #VALUE!
-5.93 | -0.1922 | #VALUE! | #VALUE! | #VALUE! | #VALUE! |  | #VALUE! | -93 | #VALUE!
-5.92 | -0.09398 | #VALUE! | #VALUE! | #VALUE! | #VALUE! |  | #VALUE! | -92 | #VALUE!
-5.91 | -0.080061 | #VALUE! | #VALUE! | #VALUE! | #VALUE! |  | #VALUE! | -91 | #VALUE!
-5.9 | 0.071784 | #VALUE! | #VALUE! | #VALUE! | #VALUE! |  | #VALUE! | -90 | #VALUE!
-5.89 | 0.085038 | #VALUE! | #VALUE! | #VALUE! | #VALUE! |  | #VALUE! | -89 | #VALUE!
-5.88 | -0.039931 | #VALUE! | #VALUE! | #VALUE! | #VALUE! |  | #VALUE! | -88 | #VALUE!
-5.87 | -0.14742 | #VALUE! | #VALUE! | #VALUE! | #VALUE! |  | #VALUE! | -87 | #VALUE!
-5.86 | -0.18056 | #VALUE! | #VALUE! | #VALUE! | #VALUE! |  | #VALUE! | -86 | #VALUE!
-5.85 | 0.10543 | #VALUE! | #VALUE! | #VALUE! | #VALUE! |  | #VALUE! | -85 | #VALUE!
-5.84 | 0.11061 | #VALUE! | #VALUE! | #VALUE! | #VALUE! |  | #VALUE! | -84 | #VALUE!
-5.83 | 0.06778 | #VALUE! | #VALUE! | #VALUE! | #VALUE! |  | #VALUE! | -83 | #VALUE!
-5.82 | 0.083344 | #VALUE! | #VALUE! | #VALUE! | #VALUE! |  | #VALUE! | -82 | #VALUE!
-5.81 | 0.022893 | #VALUE! | #VALUE! | #VALUE! | #VALUE! |  | #VALUE! | -81 | #VALUE!
-5.8 | 0.12546 | #VALUE! | #VALUE! | #VALUE! | #VALUE! |  | #VALUE! | -80 | #VALUE!
-5.79 | -0.11362 | #VALUE! | #VALUE! | #VALUE! | #VALUE! |  | #VALUE! | -79 | #VALUE!
-5.78 | -0.11747 | #VALUE! | #VALUE! | #VALUE! | #VALUE! |  | #VALUE! | -78 | #VALUE!
-5.77 | 0.068395 | #VALUE! | #VALUE! | #VALUE! | #VALUE! |  | #VALUE! | -77 | #VALUE!
-5.76 | 0.12455 | #VALUE! | #VALUE! | #VALUE! | #VALUE! |  | #VALUE! | -76 | #VALUE!
-5.75 | -0.012001 | #VALUE! | #VALUE! | #VALUE! | #VALUE! |  | #VALUE! | -75 | #VALUE!
-5.74 | 0.081029 | #VALUE! | #VALUE! | #VALUE! | #VALUE! |  | #VALUE! | -74 | #VALUE!
-5.73 | -0.074767 | #VALUE! | #VALUE! | #VALUE! | #VALUE! |  | #VALUE! | -73 | #VALUE!
-5.72 | -0.14007 | #VALUE! | #VALUE! | #VALUE! | #VALUE! |  | #VALUE! | -72 | #VALUE!
-5.71 | -0.12061 | #VALUE! | #VALUE! | #VALUE! | #VALUE! |  | #VALUE! | -71 | #VALUE!
-5.7 | -0.092872 | #VALUE! | #VALUE! | #VALUE! | #VALUE! |  | #VALUE! | -70 | #VALUE!
-5.69 | 0.070887 | #VALUE! | #VALUE! | #VALUE! | #VALUE! |  | #VALUE! | -69 | #VALUE!
-5.68 | -0.0089025 | #VALUE! | #VALUE! | #VALUE! | #VALUE! |  | #VALUE! | -68 | #VALUE!
-5.67 | -0.0023333 | #VALUE! | #VALUE! | #VALUE! | #VALUE! |  | #VALUE! | -67 | #VALUE!
-5.66 | 0.10326 | #VALUE! | #VALUE! | #VALUE! | #VALUE! |  | #VALUE! | -66 | #VALUE!
-5.65 | -0.13257 | #VALUE! | #VALUE! | #VALUE! | #VALUE! |  | #VALUE! | -65 | #VALUE!
-5.64 | -0.18846 | #VALUE! | #VALUE! | #VALUE! | #VALUE! |  | #VALUE! | -64 | #VALUE!
-5.63 | -0.19528 | #VALUE! | #VALUE! | #VALUE! | #VALUE! |  | #VALUE! | -63 | #VALUE!
-5.62 | -0.088129 | #VALUE! | #VALUE! | #VALUE! | #VALUE! |  | #VALUE! | -62 | #VALUE!
-5.61 | 0.040249 | #VALUE! | #VALUE! | #VALUE! | #VALUE! |  | #VALUE! | -61 | #VALUE!
-5.6 | 0.11979 | #VALUE! | #VALUE! | #VALUE! | #VALUE! |  | #VALUE! | -60 | #VALUE!
-5.59 | -0.097837 | #VALUE! | #VALUE! | #VALUE! | #VALUE! |  | #VALUE! | -59 | #VALUE!
-5.58 | -0.13867 | #VALUE! | #VALUE! | #VALUE! | #VALUE! |  | #VALUE! | -58 | #VALUE!
-5.57 | -0.0346 | #VALUE! | #VALUE! | #VALUE! | #VALUE! |  | #VALUE! | -57 | #VALUE!
-5.56 | -0.17448 | #VALUE! | #VALUE! | #VALUE! | #VALUE! |  | #VALUE! | -56 | #VALUE!
-5.55 | -0.096038 | #VALUE! | #VALUE! | #VALUE! | #VALUE! |  | #VALUE! | -55 | #VALUE!
-5.54 | -0.032687 | #VALUE! | #VALUE! | #VALUE! | #VALUE! |  | #VALUE! | -54 | #VALUE!
-5.53 | -0.053385 | #VALUE! | #VALUE! | #VALUE! | #VALUE! |  | #VALUE! | -53 | #VALUE!
-5.52 | -0.17709 | #VALUE! | #VALUE! | #VALUE! | #VALUE! |  | #VALUE! | -52 | #VALUE!
-5.51 | -0.16497 | #VALUE! | #VALUE! | #VALUE! | #VALUE! |  | #VALUE! | -51 | #VALUE!
-5.5 | 0.10834 | #VALUE! | #VALUE! | #VALUE! | #VALUE! |  | #VALUE! | -50 | #VALUE!
-5.49 | -0.13779 | #VALUE! | #VALUE! | #VALUE! | #VALUE! |  | #VALUE! | -49 | #VALUE!
-5.48 | 0.062375 | #VALUE! | #VALUE! | #VALUE! | #VALUE! |  | #VALUE! | -48 | #VALUE!
-5.47 | -0.1785 | #VALUE! | #VALUE! | #VALUE! | #VALUE! |  | #VALUE! | -47 | #VALUE!
-5.46 | -0.18584 | #VALUE! | #VALUE! | #VALUE! | #VALUE! |  | #VALUE! | -46 | #VALUE!
-5.45 | 0.048096 | #VALUE! | #VALUE! | #VALUE! | #VALUE! |  | #VALUE! | -45 | #VALUE!
-5.44 | 0.021224 | #VALUE! | #VALUE! | #VALUE! | #VALUE! |  | #VALUE! | -44 | #VALUE!
-5.43 | -0.1194 | #VALUE! | #VALUE! | #VALUE! | #VALUE! |  | #VALUE! | -43 | #VALUE!
-5.42 | -0.18131 | #VALUE! | #VALUE! | #VALUE! | #VALUE! |  | #VALUE! | -42 | #VALUE!
-5.41 | 0.037896 | #VALUE! | #VALUE! | #VALUE! | #VALUE! |  | #VALUE! | -41 | #VALUE!
-5.4 | 0.041272 | #VALUE! | #VALUE! | #VALUE! | #VALUE! |  | #VALUE! | -40 | #VALUE!
-5.39 | -0.1683 | #VALUE! | #VALUE! | #VALUE! | #VALUE! |  | #VALUE! | -39 | #VALUE!
-5.38 | -0.17973 | #VALUE! | #VALUE! | #VALUE! | #VALUE! |  | #VALUE! | -38 | #VALUE!
-5.37 | -0.12424 | #VALUE! | #VALUE! | #VALUE! | #VALUE! |  | #VALUE! | -37 | #VALUE!
-5.36 | 0.04787 | #VALUE! | #VALUE! | #VALUE! | #VALUE! |  | #VALUE! | -36 | #VALUE!
-5.35 | 0.12035 | #VALUE! | #VALUE! | #VALUE! | #VALUE! |  | #VALUE! | -35 | #VALUE!
-5.34 | 0.1106 | #VALUE! | #VALUE! | #VALUE! | #VALUE! |  | #VALUE! | -34 | #VALUE!
-5.33 | 0.031427 | #VALUE! | #VALUE! | #VALUE! | #VALUE! |  | #VALUE! | -33 | #VALUE!
-5.32 | 0.086698 | #VALUE! | #VALUE! | #VALUE! | #VALUE! |  | #VALUE! | -32 | #VALUE!
-5.31 | -0.10942 | #VALUE! | #VALUE! | #VALUE! | #VALUE! |  | #VALUE! | -31 | #VALUE!
-5.3 | 0.12089 | #VALUE! | #VALUE! | #VALUE! | #VALUE! |  | #VALUE! | -30 | #VALUE!
-5.29 | -0.0002916 | #VALUE! | #VALUE! | #VALUE! | #VALUE! |  | #VALUE! | -29 | #VALUE!
-5.28 | 0.024359 | #VALUE! | #VALUE! | #VALUE! | #VALUE! |  | #VALUE! | -28 | #VALUE!
-5.27 | -0.083757 | #VALUE! | #VALUE! | #VALUE! | #VALUE! |  | #VALUE! | -27 | #VALUE!
-5.26 | 0.044595 | #VALUE! | #VALUE! | #VALUE! | #VALUE! |  | #VALUE! | -26 | #VALUE!
-5.25 | -0.12861 | #VALUE! | #VALUE! | #VALUE! | #VALUE! |  | #VALUE! | -25 | #VALUE!
-5.24 | -0.14058 | #VALUE! | #VALUE! | #VALUE! | #VALUE! |  | #VALUE! | -24 | #VALUE!
-5.23 | -0.12968 | #VALUE! | #VALUE! | #VALUE! | #VALUE! |  | #VALUE! | -23 | #VALUE!
-5.22 | -0.13211 | #VALUE! | #VALUE! | #VALUE! | #VALUE! |  | #VALUE! | -22 | #VALUE!
-5.21 | 0.11827 | #VALUE! | #VALUE! | #VALUE! | #VALUE! |  | #VALUE! | -21 | #VALUE!
-5.2 | 0.040301 | #VALUE! | #VALUE! | #VALUE! | #VALUE! |  | #VALUE! | -20 | #VALUE!
-5.19 | 0.13015 | #VALUE! | #VALUE! | #VALUE! | #VALUE! |  | #VALUE! | -19 | #VALUE!
-5.18 | 0.013995 | #VALUE! | #VALUE! | #VALUE! | #VALUE! |  | #VALUE! | -18 | #VALUE!
-5.17 | 0.054302 | #VALUE! | #VALUE! | #VALUE! | #VALUE! |  | #VALUE! | -17 | #VALUE!
-5.16 | -0.10916 | #VALUE! | #VALUE! | #VALUE! | #VALUE! |  | #VALUE! | -16 | #VALUE!
-5.15 | -0.17218 | #VALUE! | #VALUE! | #VALUE! | #VALUE! |  | #VALUE! | -15 | #VALUE!
-5.14 | -0.086701 | #VALUE! | #VALUE! | #VALUE! | #VALUE! |  | #VALUE! | -14 | #VALUE!
-5.13 | 0.037522 | #VALUE! | #VALUE! | #VALUE! | #VALUE! |  | #VALUE! | -13 | #VALUE!
-5.12 | 0.045871 | #VALUE! | #VALUE! | #VALUE! | #VALUE! |  | #VALUE! | -12 | #VALUE!
-5.11 | -0.044566 | #VALUE! | #VALUE! | #VALUE! | #VALUE! |  | #VALUE! | -11 | #VALUE!
-5.1 | 0.051112 | #VALUE! | #VALUE! | #VALUE! | #VALUE! |  | #VALUE! | -10 | #VALUE!
-5.09 | -0.12185 | #VALUE! | #VALUE! | #VALUE! | #VALUE! |  | #VALUE! | -9 | #VALUE!
-5.08 | 0.013054 | #VALUE! | #VALUE! | #VALUE! | #VALUE! |  | #VALUE! | -8 | #VALUE!
-5.07 | -0.057495 | #VALUE! | #VALUE! | #VALUE! | #VALUE! |  | #VALUE! | -7 | #VALUE!
-5.06 | -0.061161 | #VALUE! | #VALUE! | #VALUE! | #VALUE! |  | #VALUE! | -6 | #VALUE!
-5.05 | -0.058012 | #VALUE! | #VALUE! | #VALUE! | #VALUE! |  | #VALUE! | -5 | #VALUE!
-5.04 | 0.0953 | #VALUE! | #VALUE! | #VALUE! | #VALUE! |  | #VALUE! | -4 | #VALUE!
-5.03 | 0.085005 | #VALUE! | #VALUE! | #VALUE! | #VALUE! |  | #VALUE! | -3 | #VALUE!
-5.02 | -0.069457 | #VALUE! | #VALUE! | #VALUE! | #VALUE! |  | #VALUE! | -2 | #VALUE!
-5.01 | -0.084973 | #VALUE! | #VALUE! | #VALUE! | #VALUE! |  | #VALUE! | -1 | #VALUE!
-5 | -0.08466 | #VALUE! | #VALUE! | #VALUE! | #VALUE! |  | #VALUE! | -1.0658e-11 | #VALUE!
-4.99 | -0.15275 | #VALUE! | #VALUE! | #VALUE! | #VALUE! |  | #VALUE! | 1 | #VALUE!
-4.98 | -0.10085 | #VALUE! | #VALUE! | #VALUE! | #VALUE! |  | #VALUE! | 2 | #VALUE!
-4.97 | -0.14861 | #VALUE! | #VALUE! | #VALUE! | #VALUE! |  | #VALUE! | 3 | #VALUE!
-4.96 | 0.12911 | #VALUE! | #VALUE! | #VALUE! | #VALUE! |  | #VALUE! | 4 | #VALUE!
-4.95 | -0.015907 | #VALUE! | #VALUE! | #VALUE! | #VALUE! |  | #VALUE! | 5 | #VALUE!
-4.94 | 0.071321 | #VALUE! | #VALUE! | #VALUE! | #VALUE! |  | #VALUE! | 6 | #VALUE!
-4.93 | -0.19101 | #VALUE! | #VALUE! | #VALUE! | #VALUE! |  | #VALUE! | 7 | #VALUE!
-4.92 | 0.11023 | #VALUE! | #VALUE! | #VALUE! | #VALUE! |  | #VALUE! | 8 | #VALUE!
-4.91 | 0.080955 | #VALUE! | #VALUE! | #VALUE! | #VALUE! |  | #VALUE! | 9 | #VALUE!
-4.9 | 0.070026 | #VALUE! | #VALUE! | #VALUE! | #VALUE! |  | #VALUE! | 10 | #VALUE!
-4.89 | -0.13868 | #VALUE! | #VALUE! | #VALUE! | #VALUE! |  | #VALUE! | 11 | #VALUE!
-4.88 | 0.079477 | #VALUE! | #VALUE! | #VALUE! | #VALUE! |  | #VALUE! | 12 | #VALUE!
-4.87 | -0.11416 | #VALUE! | #VALUE! | #VALUE! | #VALUE! |  | #VALUE! | 13 | #VALUE!
-4.86 | -0.15874 | #VALUE! | #VALUE! | #VALUE! | #VALUE! |  | #VALUE! | 14 | #VALUE!
-4.85 | 0.060425 | #VALUE! | #VALUE! | #VALUE! | #VALUE! |  | #VALUE! | 15 | #VALUE!
-4.84 | 0.10185 | #VALUE! | #VALUE! | #VALUE! | #VALUE! |  | #VALUE! | 16 | #VALUE!
-4.83 | -0.0025272 | #VALUE! | #VALUE! | #VALUE! | #VALUE! |  | #VALUE! | 17 | #VALUE!
-4.82 | -0.17692 | #VALUE! | #VALUE! | #VALUE! | #VALUE! |  | #VALUE! | 18 | #VALUE!
-4.81 | -0.045804 | #VALUE! | #VALUE! | #VALUE! | #VALUE! |  | #VALUE! | 19 | #VALUE!
-4.8 | 0.068737 | #VALUE! | #VALUE! | #VALUE! | #VALUE! |  | #VALUE! | 20 | #VALUE!
-4.79 | -0.1354 | #VALUE! | #VALUE! | #VALUE! | #VALUE! |  | #VALUE! | 21 | #VALUE!
-4.78 | 0.01176 | #VALUE! | #VALUE! | #VALUE! | #VALUE! |  | #VALUE! | 22 | #VALUE!
-4.77 | -0.044581 | #VALUE! | #VALUE! | #VALUE! | #VALUE! |  | #VALUE! | 23 | #VALUE!
-4.76 | 0.063276 | #VALUE! | #VALUE! | #VALUE! | #VALUE! |  | #VALUE! | 24 | #VALUE!
-4.75 | -0.16917 | #VALUE! | #VALUE! | #VALUE! | #VALUE! |  | #VALUE! | 25 | #VALUE!
-4.74 | -0.032793 | #VALUE! | #VALUE! | #VALUE! | #VALUE! |  | #VALUE! | 26 | #VALUE!
-4.73 | -0.14476 | #VALUE! | #VALUE! | #VALUE! | #VALUE! |  | #VALUE! | 27 | #VALUE!
-4.72 | 0.027685 | #VALUE! | #VALUE! | #VALUE! | #VALUE! |  | #VALUE! | 28 | #VALUE!
-4.71 | 0.018386 | #VALUE! | #VALUE! | #VALUE! | #VALUE! |  | #VALUE! | 29 | #VALUE!
-4.7 | 0.018228 | #VALUE! | #VALUE! | #VALUE! | #VALUE! |  | #VALUE! | 30 | #VALUE!
-4.69 | 0.059067 | #VALUE! | #VALUE! | #VALUE! | #VALUE! |  | #VALUE! | 31 | #VALUE!
-4.68 | -0.077979 | #VALUE! | #VALUE! | #VALUE! | #VALUE! |  | #VALUE! | 32 | #VALUE!
-4.67 | -0.13407 | #VALUE! | #VALUE! | #VALUE! | #VALUE! |  | #VALUE! | 33 | #VALUE!
-4.66 | -0.15459 | #VALUE! | #VALUE! | #VALUE! | #VALUE! |  | #VALUE! | 34 | #VALUE!
-4.65 | 0.00049874 | #VALUE! | #VALUE! | #VALUE! | #VALUE! |  | #VALUE! | 35 | #VALUE!
-4.64 | 0.02157 | #VALUE! | #VALUE! | #VALUE! | #VALUE! |  | #VALUE! | 36 | #VALUE!
-4.63 | 0.13224 | #VALUE! | #VALUE! | #VALUE! | #VALUE! |  | #VALUE! | 37 | #VALUE!
-4.62 | -0.090196 | #VALUE! | #VALUE! | #VALUE! | #VALUE! |  | #VALUE! | 38 | #VALUE!
-4.61 | 0.0048309 | #VALUE! | #VALUE! | #VALUE! | #VALUE! |  | #VALUE! | 39 | #VALUE!
-4.6 | -0.16298 | #VALUE! | #VALUE! | #VALUE! | #VALUE! |  | #VALUE! | 40 | #VALUE!
-4.59 | -0.059514 | #VALUE! | #VALUE! | #VALUE! | #VALUE! |  | #VALUE! | 41 | #VALUE!
-4.58 | 0.0014358 | #VALUE! | #VALUE! | #VALUE! | #VALUE! |  | #VALUE! | 42 | #VALUE!
-4.57 | -0.15755 | #VALUE! | #VALUE! | #VALUE! | #VALUE! |  | #VALUE! | 43 | #VALUE!
-4.56 | -0.016244 | #VALUE! | #VALUE! | #VALUE! | #VALUE! |  | #VALUE! | 44 | #VALUE!
-4.55 | -0.11794 | #VALUE! | #VALUE! | #VALUE! | #VALUE! |  | #VALUE! | 45 | #VALUE!
-4.54 | -0.19916 | #VALUE! | #VALUE! | #VALUE! | #VALUE! |  | #VALUE! | 46 | #VALUE!
-4.53 | 0.12283 | #VALUE! | #VALUE! | #VALUE! | #VALUE! |  | #VALUE! | 47 | #VALUE!
-4.52 | -0.058084 | #VALUE! | #VALUE! | #VALUE! | #VALUE! |  | #VALUE! | 48 | #VALUE!
-4.51 | -0.17724 | #VALUE! | #VALUE! | #VALUE! | #VALUE! |  | #VALUE! | 49 | #VALUE!
-4.5 | -0.044628 | #VALUE! | #VALUE! | #VALUE! | #VALUE! |  | #VALUE! | 50 | #VALUE!
-4.49 | 0.079619 | #VALUE! | #VALUE! | #VALUE! | #VALUE! |  | #VALUE! | 51 | #VALUE!
-4.48 | -0.012889 | #VALUE! | #VALUE! | #VALUE! | #VALUE! |  | #VALUE! | 52 | #VALUE!
-4.47 | 0.11108 | #VALUE! | #VALUE! | #VALUE! | #VALUE! |  | #VALUE! | 53 | #VALUE!
-4.46 | -0.020688 | #VALUE! | #VALUE! | #VALUE! | #VALUE! |  | #VALUE! | 54 | #VALUE!
-4.45 | -0.18383 | #VALUE! | #VALUE! | #VALUE! | #VALUE! |  | #VALUE! | 55 | #VALUE!
-4.44 | -0.014082 | #VALUE! | #VALUE! | #VALUE! | #VALUE! |  | #VALUE! | 56 | #VALUE!
-4.43 | 0.015459 | #VALUE! | #VALUE! | #VALUE! | #VALUE! |  | #VALUE! | 57 | #VALUE!
-4.42 | -0.12017 | #VALUE! | #VALUE! | #VALUE! | #VALUE! |  | #VALUE! | 58 | #VALUE!
-4.41 | 0.049758 | #VALUE! | #VALUE! | #VALUE! | #VALUE! |  | #VALUE! | 59 | #VALUE!
-4.4 | -0.13255 | #VALUE! | #VALUE! | #VALUE! | #VALUE! |  | #VALUE! | 60 | #VALUE!
-4.39 | 0.089169 | #VALUE! | #VALUE! | #VALUE! | #VALUE! |  | #VALUE! | 61 | #VALUE!
-4.38 | 0.021028 | #VALUE! | #VALUE! | #VALUE! | #VALUE! |  | #VALUE! | 62 | #VALUE!
-4.37 | -0.053157 | #VALUE! | #VALUE! | #VALUE! | #VALUE! |  | #VALUE! | 63 | #VALUE!
-4.36 | 0.11098 | #VALUE! | #VALUE! | #VALUE! | #VALUE! |  | #VALUE! | 64 | #VALUE!
-4.35 | 0.078124 | #VALUE! | #VALUE! | #VALUE! | #VALUE! |  | #VALUE! | 65 | #VALUE!
-4.34 | -0.17227 | #VALUE! | #VALUE! | #VALUE! | #VALUE! |  | #VALUE! | 66 | #VALUE!
-4.33 | 0.058518 | #VALUE! | #VALUE! | #VALUE! | #VALUE! |  | #VALUE! | 67 | #VALUE!
-4.32 | -0.056378 | #VALUE! | #VALUE! | #VALUE! | #VALUE! |  | #VALUE! | 68 | #VALUE!
-4.31 | 0.011796 | #VALUE! | #VALUE! | #VALUE! | #VALUE! |  | #VALUE! | 69 | #VALUE!
-4.3 | -0.16996 | #VALUE! | #VALUE! | #VALUE! | #VALUE! |  | #VALUE! | 70 | #VALUE!
-4.29 | 0.052389 | #VALUE! | #VALUE! | #VALUE! | #VALUE! |  | #VALUE! | 71 | #VALUE!
-4.28 | 0.01669 | #VALUE! | #VALUE! | #VALUE! | #VALUE! |  | #VALUE! | 72 | #VALUE!
-4.27 | -0.18845 | #VALUE! | #VALUE! | #VALUE! | #VALUE! |  | #VALUE! | 73 | #VALUE!
-4.26 | 0.12569 | #VALUE! | #VALUE! | #VALUE! | #VALUE! |  | #VALUE! | 74 | #VALUE!
-4.25 | -0.11379 | #VALUE! | #VALUE! | #VALUE! | #VALUE! |  | #VALUE! | 75 | #VALUE!
-4.24 | 0.047338 | #VALUE! | #VALUE! | #VALUE! | #VALUE! |  | #VALUE! | 76 | #VALUE!
-4.23 | -0.11229 | #VALUE! | #VALUE! | #VALUE! | #VALUE! |  | #VALUE! | 77 | #VALUE!
-4.22 | 0.046172 | #VALUE! | #VALUE! | #VALUE! | #VALUE! |  | #VALUE! | 78 | #VALUE!
-4.21 | 0.033783 | #VALUE! | #VALUE! | #VALUE! | #VALUE! |  | #VALUE! | 79 | #VALUE!
-4.2 | 0.10614 | #VALUE! | #VALUE! | #VALUE! | #VALUE! |  | #VALUE! | 80 | #VALUE!
-4.19 | 0.017242 | #VALUE! | #VALUE! | #VALUE! | #VALUE! |  | #VALUE! | 81 | #VALUE!
-4.18 | -0.011602 | #VALUE! | #VALUE! | #VALUE! | #VALUE! |  | #VALUE! | 82 | #VALUE!
-4.17 | -0.060148 | #VALUE! | #VALUE! | #VALUE! | #VALUE! |  | #VALUE! | 83 | #VALUE!
-4.16 | -0.17747 | #VALUE! | #VALUE! | #VALUE! | #VALUE! |  | #VALUE! | 84 | #VALUE!
-4.15 | -0.13232 | #VALUE! | #VALUE! | #VALUE! | #VALUE! |  | #VALUE! | 85 | #VALUE!
-4.14 | -0.035881 | #VALUE! | #VALUE! | #VALUE! | #VALUE! |  | #VALUE! | 86 | #VALUE!
-4.13 | 0.052103 | #VALUE! | #VALUE! | #VALUE! | #VALUE! |  | #VALUE! | 87 | #VALUE!
-4.12 | -0.031236 | #VALUE! | #VALUE! | #VALUE! | #VALUE! |  | #VALUE! | 88 | #VALUE!
-4.11 | -0.025893 | #VALUE! | #VALUE! | #VALUE! | #VALUE! |  | #VALUE! | 89 | #VALUE!
-4.1 | -0.19077 | #VALUE! | #VALUE! | #VALUE! | #VALUE! |  | #VALUE! | 90 | #VALUE!
-4.09 | -0.15613 | #VALUE! | #VALUE! | #VALUE! | #VALUE! |  | #VALUE! | 91 | #VALUE!
-4.08 | -0.09236 | #VALUE! | #VALUE! | #VALUE! | #VALUE! |  | #VALUE! | 92 | #VALUE!
-4.07 | -0.10309 | #VALUE! | #VALUE! | #VALUE! | #VALUE! |  | #VALUE! | 93 | #VALUE!
-4.06 | 0.11854 | #VALUE! | #VALUE! | #VALUE! | #VALUE! |  | #VALUE! | 94 | #VALUE!
-4.05 | -0.12663 | #VALUE! | #VALUE! | #VALUE! | #VALUE! |  | #VALUE! | 95 | #VALUE!
-4.04 | 0.075871 | #VALUE! | #VALUE! | #VALUE! | #VALUE! |  | #VALUE! | 96 | #VALUE!
-4.03 | 0.043627 | #VALUE! | #VALUE! | #VALUE! | #VALUE! |  | #VALUE! | 97 | #VALUE!
-4.02 | 0.066828 | #VALUE! | #VALUE! | #VALUE! | #VALUE! |  | #VALUE! | 98 | #VALUE!
-4.01 | -0.069356 | #VALUE! | #VALUE! | #VALUE! | #VALUE! |  | #VALUE! | 99 | #VALUE!
-4 | -0.11879 | #VALUE! | #VALUE! | #VALUE! | #VALUE! |  | #VALUE! | 100 | #VALUE!
-3.99 | -0.15 | #VALUE! | #VALUE! | #VALUE! | #VALUE! |  | #VALUE! | 101 | #VALUE!
-3.98 | 0.034442 | #VALUE! | #VALUE! | #VALUE! | #VALUE! |  | #VALUE! | 102 | #VALUE!
-3.97 | 0.10341 | #VALUE! | #VALUE! | #VALUE! | #VALUE! |  | #VALUE! | 103 | #VALUE!
-3.96 | -0.18555 | #VALUE! | #VALUE! | #VALUE! | #VALUE! |  | #VALUE! | 104 | #VALUE!
-3.95 | -0.098822 | #VALUE! | #VALUE! | #VALUE! | #VALUE! |  | #VALUE! | 105 | #VALUE!
-3.94 | 0.1169 | #VALUE! | #VALUE! | #VALUE! | #VALUE! |  | #VALUE! | 106 | #VALUE!
-3.93 | 0.014085 | #VALUE! | #VALUE! | #VALUE! | #VALUE! |  | #VALUE! | 107 | #VALUE!
-3.92 | -0.14727 | #VALUE! | #VALUE! | #VALUE! | #VALUE! |  | #VALUE! | 108 | #VALUE!
-3.91 | -0.1843 | #VALUE! | #VALUE! | #VALUE! | #VALUE! |  | #VALUE! | 109 | #VALUE!
-3.9 | 0.11366 | #VALUE! | #VALUE! | #VALUE! | #VALUE! |  | #VALUE! | 110 | #VALUE!
-3.89 | 0.086548 | #VALUE! | #VALUE! | #VALUE! | #VALUE! |  | #VALUE! | 111 | #VALUE!
-3.88 | 0.024937 | #VALUE! | #VALUE! | #VALUE! | #VALUE! |  | #VALUE! | 112 | #VALUE!
-3.87 | -0.10381 | #VALUE! | #VALUE! | #VALUE! | #VALUE! |  | #VALUE! | 113 | #VALUE!
-3.86 | -0.022467 | #VALUE! | #VALUE! | #VALUE! | #VALUE! |  | #VALUE! | 114 | #VALUE!
-3.85 | 0.099961 | #VALUE! | #VALUE! | #VALUE! | #VALUE! |  | #VALUE! | 115 | #VALUE!
-3.84 | -0.1799 | #VALUE! | #VALUE! | #VALUE! | #VALUE! |  | #VALUE! | 116 | #VALUE!
-3.83 | -0.10765 | #VALUE! | #VALUE! | #VALUE! | #VALUE! |  | #VALUE! | 117 | #VALUE!
-3.82 | 0.099517 | #VALUE! | #VALUE! | #VALUE! | #VALUE! |  | #VALUE! | 118 | #VALUE!
-3.81 | -0.11375 | #VALUE! | #VALUE! | #VALUE! | #VALUE! |  | #VALUE! | 119 | #VALUE!
-3.8 | -0.092006 | #VALUE! | #VALUE! | #VALUE! | #VALUE! |  | #VALUE! | 120 | #VALUE!
-3.79 | 0.11391 | #VALUE! | #VALUE! | #VALUE! | #VALUE! |  | #VALUE! | 121 | #VALUE!
-3.78 | -0.15779 | #VALUE! | #VALUE! | #VALUE! | #VALUE! |  | #VALUE! | 122 | #VALUE!
-3.77 | -0.0015358 | #VALUE! | #VALUE! | #VALUE! | #VALUE! |  | #VALUE! | 123 | #VALUE!
-3.76 | 0.013547 | #VALUE! | #VALUE! | #VALUE! | #VALUE! |  | #VALUE! | 124 | #VALUE!
-3.75 | -0.035869 | #VALUE! | #VALUE! | #VALUE! | #VALUE! |  | #VALUE! | 125 | #VALUE!
-3.74 | -0.1005 | #VALUE! | #VALUE! | #VALUE! | #VALUE! |  | #VALUE! | 126 | #VALUE!
-3.73 | -0.041588 | #VALUE! | #VALUE! | #VALUE! | #VALUE! |  | #VALUE! | 127 | #VALUE!
-3.72 | -0.053566 | #VALUE! | #VALUE! | #VALUE! | #VALUE! |  | #VALUE! | 128 | #VALUE!
-3.71 | 0.072245 | #VALUE! | #VALUE! | #VALUE! | #VALUE! |  | #VALUE! | 129 | #VALUE!
-3.7 | -0.18628 | #VALUE! | #VALUE! | #VALUE! | #VALUE! |  | #VALUE! | 130 | #VALUE!
-3.69 | -0.1953 | #VALUE! | #VALUE! | #VALUE! | #VALUE! |  | #VALUE! | 131 | #VALUE!
-3.68 | -0.058137 | #VALUE! | #VALUE! | #VALUE! | #VALUE! |  | #VALUE! | 132 | #VALUE!
-3.67 | 0.10271 | #VALUE! | #VALUE! | #VALUE! | #VALUE! |  | #VALUE! | 133 | #VALUE!
-3.66 | 0.092143 | #VALUE! | #VALUE! | #VALUE! | #VALUE! |  | #VALUE! | 134 | #VALUE!
-3.65 | 0.069781 | #VALUE! | #VALUE! | #VALUE! | #VALUE! |  | #VALUE! | 135 | #VALUE!
-3.64 | 0.11308 | #VALUE! | #VALUE! | #VALUE! | #VALUE! |  | #VALUE! | 136 | #VALUE!
-3.63 | 0.053424 | #VALUE! | #VALUE! | #VALUE! | #VALUE! |  | #VALUE! | 137 | #VALUE!
-3.62 | -0.13752 | #VALUE! | #VALUE! | #VALUE! | #VALUE! |  | #VALUE! | 138 | #VALUE!
-3.61 | 0.10238 | #VALUE! | #VALUE! | #VALUE! | #VALUE! |  | #VALUE! | 139 | #VALUE!
-3.6 | 0.047513 | #VALUE! | #VALUE! | #VALUE! | #VALUE! |  | #VALUE! | 140 | #VALUE!
-3.59 | 0.058331 | #VALUE! | #VALUE! | #VALUE! | #VALUE! |  | #VALUE! | 141 | #VALUE!
-3.58 | -0.10975 | #VALUE! | #VALUE! | #VALUE! | #VALUE! |  | #VALUE! | 142 | #VALUE!
-3.57 | -0.0079845 | #VALUE! | #VALUE! | #VALUE! | #VALUE! |  | #VALUE! | 143 | #VALUE!
-3.56 | 0.086184 | #VALUE! | #VALUE! | #VALUE! | #VALUE! |  | #VALUE! | 144 | #VALUE!
-3.55 | -0.16756 | #VALUE! | #VALUE! | #VALUE! | #VALUE! |  | #VALUE! | 145 | #VALUE!
-3.54 | -0.081255 | #VALUE! | #VALUE! | #VALUE! | #VALUE! |  | #VALUE! | 146 | #VALUE!
-3.53 | -0.10882 | #VALUE! | #VALUE! | #VALUE! | #VALUE! |  | #VALUE! | 147 | #VALUE!
-3.52 | 0.052003 | #VALUE! | #VALUE! | #VALUE! | #VALUE! |  | #VALUE! | 148 | #VALUE!
-3.51 | -0.08501 | #VALUE! | #VALUE! | #VALUE! | #VALUE! |  | #VALUE! | 149 | #VALUE!
-3.5 | 0.07194 | #VALUE! | #VALUE! | #VALUE! | #VALUE! |  | #VALUE! | 150 | #VALUE!
-3.49 | 0.051719 | #VALUE! | #VALUE! | #VALUE! | #VALUE! |  | #VALUE! | 151 | #VALUE!
-3.48 | -0.1151 | #VALUE! | #VALUE! | #VALUE! | #VALUE! |  | #VALUE! | 152 | #VALUE!
-3.47 | -0.1851 | #VALUE! | #VALUE! | #VALUE! | #VALUE! |  | #VALUE! | 153 | #VALUE!
-3.46 | 0.029721 | #VALUE! | #VALUE! | #VALUE! | #VALUE! |  | #VALUE! | 154 | #VALUE!
-3.45 | 0.084539 | #VALUE! | #VALUE! | #VALUE! | #VALUE! |  | #VALUE! | 155 | #VALUE!
-3.44 | -0.040899 | #VALUE! | #VALUE! | #VALUE! | #VALUE! |  | #VALUE! | 156 | #VALUE!
-3.43 | -0.040853 | #VALUE! | #VALUE! | #VALUE! | #VALUE! |  | #VALUE! | 157 | #VALUE!
-3.42 | -0.060647 | #VALUE! | #VALUE! | #VALUE! | #VALUE! |  | #VALUE! | 158 | #VALUE!
-3.41 | 0.007365 | #VALUE! | #VALUE! | #VALUE! | #VALUE! |  | #VALUE! | 159 | #VALUE!
-3.4 | 0.11197 | #VALUE! | #VALUE! | #VALUE! | #VALUE! |  | #VALUE! | 160 | #VALUE!
-3.39 | 0.031055 | #VALUE! | #VALUE! | #VALUE! | #VALUE! |  | #VALUE! | 161 | #VALUE!
-3.38 | -0.12076 | #VALUE! | #VALUE! | #VALUE! | #VALUE! |  | #VALUE! | 162 | #VALUE!
-3.37 | -0.19847 | #VALUE! | #VALUE! | #VALUE! | #VALUE! |  | #VALUE! | 163 | #VALUE!
-3.36 | 0.010267 | #VALUE! | #VALUE! | #VALUE! | #VALUE! |  | #VALUE! | 164 | #VALUE!
-3.35 | -0.0022177 | #VALUE! | #VALUE! | #VALUE! | #VALUE! |  | #VALUE! | 165 | #VALUE!
-3.34 | -0.10096 | #VALUE! | #VALUE! | #VALUE! | #VALUE! |  | #VALUE! | 166 | #VALUE!
-3.33 | 0.029689 | #VALUE! | #VALUE! | #VALUE! | #VALUE! |  | #VALUE! | 167 | #VALUE!
-3.32 | -0.051717 | #VALUE! | #VALUE! | #VALUE! | #VALUE! |  | #VALUE! | 168 | #VALUE!
-3.31 | 0.085684 | #VALUE! | #VALUE! | #VALUE! | #VALUE! |  | #VALUE! | 169 | #VALUE!
-3.3 | 0.12262 | #VALUE! | #VALUE! | #VALUE! | #VALUE! |  | #VALUE! | 170 | #VALUE!
-3.29 | -0.073648 | #VALUE! | #VALUE! | #VALUE! | #VALUE! |  | #VALUE! | 171 | #VALUE!
-3.28 | -0.021608 | #VALUE! | #VALUE! | #VALUE! | #VALUE! |  | #VALUE! | 172 | #VALUE!
-3.27 | -0.14331 | #VALUE! | #VALUE! | #VALUE! | #VALUE! |  | #VALUE! | 173 | #VALUE!
-3.26 | -0.02866 | #VALUE! | #VALUE! | #VALUE! | #VALUE! |  | #VALUE! | 174 | #VALUE!
-3.25 | -0.1454 | #VALUE! | #VALUE! | #VALUE! | #VALUE! |  | #VALUE! | 175 | #VALUE!
-3.24 | -0.091447 | #VALUE! | #VALUE! | #VALUE! | #VALUE! |  | #VALUE! | 176 | #VALUE!
-3.23 | 0.12858 | #VALUE! | #VALUE! | #VALUE! | #VALUE! |  | #VALUE! | 177 | #VALUE!
-3.22 | 0.075632 | #VALUE! | #VALUE! | #VALUE! | #VALUE! |  | #VALUE! | 178 | #VALUE!
-3.21 | 0.10801 | #VALUE! | #VALUE! | #VALUE! | #VALUE! |  | #VALUE! | 179 | #VALUE!
-3.2 | 0.096669 | #VALUE! | #VALUE! | #VALUE! | #VALUE! |  | #VALUE! | 180 | #VALUE!
-3.19 | 0.098367 | #VALUE! | #VALUE! | #VALUE! | #VALUE! |  | #VALUE! | 181 | #VALUE!
-3.18 | -0.081065 | #VALUE! | #VALUE! | #VALUE! | #VALUE! |  | #VALUE! | 182 | #VALUE!
-3.17 | -0.073254 | #VALUE! | #VALUE! | #VALUE! | #VALUE! |  | #VALUE! | 183 | #VALUE!
-3.16 | -0.11669 | #VALUE! | #VALUE! | #VALUE! | #VALUE! |  | #VALUE! | 184 | #VALUE!
-3.15 | -0.16847 | #VALUE! | #VALUE! | #VALUE! | #VALUE! |  | #VALUE! | 185 | #VALUE!
-3.14 | 0.10553 | #VALUE! | #VALUE! | #VALUE! | #VALUE! |  | #VALUE! | 186 | #VALUE!
-3.13 | -0.014263 | #VALUE! | #VALUE! | #VALUE! | #VALUE! |  | #VALUE! | 187 | #VALUE!
-3.12 | 0.071563 | #VALUE! | #VALUE! | #VALUE! | #VALUE! |  | #VALUE! | 188 | #VALUE!
-3.11 | -0.070023 | #VALUE! | #VALUE! | #VALUE! | #VALUE! |  | #VALUE! | 189 | #VALUE!
-3.1 | -0.068387 | #VALUE! | #VALUE! | #VALUE! | #VALUE! |  | #VALUE! | 190 | #VALUE!
-3.09 | -0.14323 | #VALUE! | #VALUE! | #VALUE! | #VALUE! |  | #VALUE! | 191 | #VALUE!
-3.08 | 0.099289 | #VALUE! | #VALUE! | #VALUE! | #VALUE! |  | #VALUE! | 192 | #VALUE!
-3.07 | 0.048219 | #VALUE! | #VALUE! | #VALUE! | #VALUE! |  | #VALUE! | 193 | #VALUE!
-3.06 | -0.097043 | #VALUE! | #VALUE! | #VALUE! | #VALUE! |  | #VALUE! | 194 | #VALUE!
-3.05 | 0.049993 | #VALUE! | #VALUE! | #VALUE! | #VALUE! |  | #VALUE! | 195 | #VALUE!
-3.04 | 0.097686 | #VALUE! | #VALUE! | #VALUE! | #VALUE! |  | #VALUE! | 196 | #VALUE!
-3.03 | -0.016853 | #VALUE! | #VALUE! | #VALUE! | #VALUE! |  | #VALUE! | 197 | #VALUE!
-3.02 | 0.034778 | #VALUE! | #VALUE! | #VALUE! | #VALUE! |  | #VALUE! | 198 | #VALUE!
-3.01 | 0.12345 | #VALUE! | #VALUE! | #VALUE! | #VALUE! |  | #VALUE! | 199 | #VALUE!
-3 | 0.0058241 | #VALUE! | #VALUE! | #VALUE! | #VALUE! |  | #VALUE! | 200 | #VALUE!
-2.99 | 0.068504 | #VALUE! | #VALUE! | #VALUE! | #VALUE! |  | #VALUE! | 201 | #VALUE!
-2.98 | 0.051138 | #VALUE! | #VALUE! | #VALUE! | #VALUE! |  | #VALUE! | 202 | #VALUE!
-2.97 | -0.14212 | #VALUE! | #VALUE! | #VALUE! | #VALUE! |  | #VALUE! | 203 | #VALUE!
-2.96 | -0.019506 | #VALUE! | #VALUE! | #VALUE! | #VALUE! |  | #VALUE! | 204 | #VALUE!
-2.95 | -0.043191 | #VALUE! | #VALUE! | #VALUE! | #VALUE! |  | #VALUE! | 205 | #VALUE!
-2.94 | -0.05579 | #VALUE! | #VALUE! | #VALUE! | #VALUE! |  | #VALUE! | 206 | #VALUE!
-2.93 | 0.1285 | #VALUE! | #VALUE! | #VALUE! | #VALUE! |  | #VALUE! | 207 | #VALUE!
-2.92 | -0.13468 | #VALUE! | #VALUE! | #VALUE! | #VALUE! |  | #VALUE! | 208 | #VALUE!
-2.91 | -0.16333 | #VALUE! | #VALUE! | #VALUE! | #VALUE! |  | #VALUE! | 209 | #VALUE!
-2.9 | 0.12935 | #VALUE! | #VALUE! | #VALUE! | #VALUE! |  | #VALUE! | 210 | #VALUE!
-2.89 | -0.082925 | #VALUE! | #VALUE! | #VALUE! | #VALUE! |  | #VALUE! | 211 | #VALUE!
-2.88 | 0.13175 | #VALUE! | #VALUE! | #VALUE! | #VALUE! |  | #VALUE! | 212 | #VALUE!
-2.87 | 0.018371 | #VALUE! | #VALUE! | #VALUE! | #VALUE! |  | #VALUE! | 213 | #VALUE!
-2.86 | -0.11809 | #VALUE! | #VALUE! | #VALUE! | #VALUE! |  | #VALUE! | 214 | #VALUE!
-2.85 | -0.078333 | #VALUE! | #VALUE! | #VALUE! | #VALUE! |  | #VALUE! | 215 | #VALUE!
-2.84 | 0.053079 | #VALUE! | #VALUE! | #VALUE! | #VALUE! |  | #VALUE! | 216 | #VALUE!
-2.83 | 0.043067 | #VALUE! | #VALUE! | #VALUE! | #VALUE! |  | #VALUE! | 217 | #VALUE!
-2.82 | 0.08709 | #VALUE! | #VALUE! | #VALUE! | #VALUE! |  | #VALUE! | 218 | #VALUE!
-2.81 | 0.069391 | #VALUE! | #VALUE! | #VALUE! | #VALUE! |  | #VALUE! | 219 | #VALUE!
-2.8 | 0.073384 | #VALUE! | #VALUE! | #VALUE! | #VALUE! |  | #VALUE! | 220 | #VALUE!
-2.79 | -0.1187 | #VALUE! | #VALUE! | #VALUE! | #VALUE! |  | #VALUE! | 221 | #VALUE!
-2.78 | -0.046309 | #VALUE! | #VALUE! | #VALUE! | #VALUE! |  | #VALUE! | 222 | #VALUE!
-2.77 | -0.18437 | #VALUE! | #VALUE! | #VALUE! | #VALUE! |  | #VALUE! | 223 | #VALUE!
-2.76 | -0.13113 | #VALUE! | #VALUE! | #VALUE! | #VALUE! |  | #VALUE! | 224 | #VALUE!
-2.75 | -0.059595 | #VALUE! | #VALUE! | #VALUE! | #VALUE! |  | #VALUE! | 225 | #VALUE!
-2.74 | -0.034429 | #VALUE! | #VALUE! | #VALUE! | #VALUE! |  | #VALUE! | 226 | #VALUE!
-2.73 | -0.10868 | #VALUE! | #VALUE! | #VALUE! | #VALUE! |  | #VALUE! | 227 | #VALUE!
-2.72 | 0.06847 | #VALUE! | #VALUE! | #VALUE! | #VALUE! |  | #VALUE! | 228 | #VALUE!
-2.71 | 0.013688 | #VALUE! | #VALUE! | #VALUE! | #VALUE! |  | #VALUE! | 229 | #VALUE!
-2.7 | -0.033647 | #VALUE! | #VALUE! | #VALUE! | #VALUE! |  | #VALUE! | 230 | #VALUE!
-2.69 | -0.16711 | #VALUE! | #VALUE! | #VALUE! | #VALUE! |  | #VALUE! | 231 | #VALUE!
-2.68 | -0.10161 | #VALUE! | #VALUE! | #VALUE! | #VALUE! |  | #VALUE! | 232 | #VALUE!
-2.67 | -0.064799 | #VALUE! | #VALUE! | #VALUE! | #VALUE! |  | #VALUE! | 233 | #VALUE!
-2.66 | -0.041659 | #VALUE! | #VALUE! | #VALUE! | #VALUE! |  | #VALUE! | 234 | #VALUE!
-2.65 | -0.14141 | #VALUE! | #VALUE! | #VALUE! | #VALUE! |  | #VALUE! | 235 | #VALUE!
-2.64 | -0.021323 | #VALUE! | #VALUE! | #VALUE! | #VALUE! |  | #VALUE! | 236 | #VALUE!
-2.63 | -0.033861 | #VALUE! | #VALUE! | #VALUE! | #VALUE! |  | #VALUE! | 237 | #VALUE!
-2.62 | -0.17626 | #VALUE! | #VALUE! | #VALUE! | #VALUE! |  | #VALUE! | 238 | #VALUE!
-2.61 | 0.1103 | #VALUE! | #VALUE! | #VALUE! | #VALUE! |  | #VALUE! | 239 | #VALUE!
-2.6 | 0.091894 | #VALUE! | #VALUE! | #VALUE! | #VALUE! |  | #VALUE! | 240 | #VALUE!
-2.59 | 0.027743 | #VALUE! | #VALUE! | #VALUE! | #VALUE! |  | #VALUE! | 241 | #VALUE!
-2.58 | -0.05048 | #VALUE! | #VALUE! | #VALUE! | #VALUE! |  | #VALUE! | 242 | #VALUE!
-2.57 | -0.016399 | #VALUE! | #VALUE! | #VALUE! | #VALUE! |  | #VALUE! | 243 | #VALUE!
-2.56 | 0.027525 | #VALUE! | #VALUE! | #VALUE! | #VALUE! |  | #VALUE! | 244 | #VALUE!
-2.55 | -0.040718 | #VALUE! | #VALUE! | #VALUE! | #VALUE! |  | #VALUE! | 245 | #VALUE!
-2.54 | 0.11194 | #VALUE! | #VALUE! | #VALUE! | #VALUE! |  | #VALUE! | 246 | #VALUE!
-2.53 | 0.069835 | #VALUE! | #VALUE! | #VALUE! | #VALUE! |  | #VALUE! | 247 | #VALUE!
-2.52 | 0.091683 | #VALUE! | #VALUE! | #VALUE! | #VALUE! |  | #VALUE! | 248 | #VALUE!
-2.51 | -0.037283 | #VALUE! | #VALUE! | #VALUE! | #VALUE! |  | #VALUE! | 249 | #VALUE!
-2.5 | -0.045657 | #VALUE! | #VALUE! | #VALUE! | #VALUE! |  | #VALUE! | 250 | #VALUE!
-2.49 | -0.070351 | #VALUE! | #VALUE! | #VALUE! | #VALUE! |  | #VALUE! | 251 | #VALUE!
-2.48 | -0.10921 | #VALUE! | #VALUE! | #VALUE! | #VALUE! |  | #VALUE! | 252 | #VALUE!
-2.47 | -0.18558 | #VALUE! | #VALUE! | #VALUE! | #VALUE! |  | #VALUE! | 253 | #VALUE!
-2.46 | -0.18096 | #VALUE! | #VALUE! | #VALUE! | #VALUE! |  | #VALUE! | 254 | #VALUE!
-2.45 | -0.1569 | #VALUE! | #VALUE! | #VALUE! | #VALUE! |  | #VALUE! | 255 | #VALUE!
-2.44 | 0.10642 | #VALUE! | #VALUE! | #VALUE! | #VALUE! |  | #VALUE! | 256 | #VALUE!
-2.43 | -0.14713 | #VALUE! | #VALUE! | #VALUE! | #VALUE! |  | #VALUE! | 257 | #VALUE!
-2.42 | -0.12721 | #VALUE! | #VALUE! | #VALUE! | #VALUE! |  | #VALUE! | 258 | #VALUE!
-2.41 | 0.10092 | #VALUE! | #VALUE! | #VALUE! | #VALUE! |  | #VALUE! | 259 | #VALUE!
-2.4 | -0.16768 | #VALUE! | #VALUE! | #VALUE! | #VALUE! |  | #VALUE! | 260 | #VALUE!
-2.39 | -0.15645 | #VALUE! | #VALUE! | #VALUE! | #VALUE! |  | #VALUE! | 261 | #VALUE!
-2.38 | 0.12149 | #VALUE! | #VALUE! | #VALUE! | #VALUE! |  | #VALUE! | 262 | #VALUE!
-2.37 | -0.028645 | #VALUE! | #VALUE! | #VALUE! | #VALUE! |  | #VALUE! | 263 | #VALUE!
-2.36 | -0.1953 | #VALUE! | #VALUE! | #VALUE! | #VALUE! |  | #VALUE! | 264 | #VALUE!
-2.35 | -0.077362 | #VALUE! | #VALUE! | #VALUE! | #VALUE! |  | #VALUE! | 265 | #VALUE!
-2.34 | -0.061395 | #VALUE! | #VALUE! | #VALUE! | #VALUE! |  | #VALUE! | 266 | #VALUE!
-2.33 | 0.10997 | #VALUE! | #VALUE! | #VALUE! | #VALUE! |  | #VALUE! | 267 | #VALUE!
-2.32 | -0.091475 | #VALUE! | #VALUE! | #VALUE! | #VALUE! |  | #VALUE! | 268 | #VALUE!
-2.31 | 0.087744 | #VALUE! | #VALUE! | #VALUE! | #VALUE! |  | #VALUE! | 269 | #VALUE!
-2.3 | -0.14637 | #VALUE! | #VALUE! | #VALUE! | #VALUE! |  | #VALUE! | 270 | #VALUE!
-2.29 | -0.13358 | #VALUE! | #VALUE! | #VALUE! | #VALUE! |  | #VALUE! | 271 | #VALUE!
-2.28 | -0.067275 | #VALUE! | #VALUE! | #VALUE! | #VALUE! |  | #VALUE! | 272 | #VALUE!
-2.27 | 0.000457 | #VALUE! | #VALUE! | #VALUE! | #VALUE! |  | #VALUE! | 273 | #VALUE!
-2.26 | 0.047748 | #VALUE! | #VALUE! | #VALUE! | #VALUE! |  | #VALUE! | 274 | #VALUE!
-2.25 | 0.070542 | #VALUE! | #VALUE! | #VALUE! | #VALUE! |  | #VALUE! | 275 | #VALUE!
-2.24 | 0.049277 | #VALUE! | #VALUE! | #VALUE! | #VALUE! |  | #VALUE! | 276 | #VALUE!
-2.23 | -0.16005 | #VALUE! | #VALUE! | #VALUE! | #VALUE! |  | #VALUE! | 277 | #VALUE!
-2.22 | -0.011958 | #VALUE! | #VALUE! | #VALUE! | #VALUE! |  | #VALUE! | 278 | #VALUE!
-2.21 | 0.016138 | #VALUE! | #VALUE! | #VALUE! | #VALUE! |  | #VALUE! | 279 | #VALUE!
-2.2 | -0.17965 | #VALUE! | #VALUE! | #VALUE! | #VALUE! |  | #VALUE! | 280 | #VALUE!
-2.19 | 0.12617 | #VALUE! | #VALUE! | #VALUE! | #VALUE! |  | #VALUE! | 281 | #VALUE!
-2.18 | -0.11578 | #VALUE! | #VALUE! | #VALUE! | #VALUE! |  | #VALUE! | 282 | #VALUE!
-2.17 | 0.024557 | #VALUE! | #VALUE! | #VALUE! | #VALUE! |  | #VALUE! | 283 | #VALUE!
-2.16 | -0.13364 | #VALUE! | #VALUE! | #VALUE! | #VALUE! |  | #VALUE! | 284 | #VALUE!
-2.15 | -0.18654 | #VALUE! | #VALUE! | #VALUE! | #VALUE! |  | #VALUE! | 285 | #VALUE!
-2.14 | -0.17177 | #VALUE! | #VALUE! | #VALUE! | #VALUE! |  | #VALUE! | 286 | #VALUE!
-2.13 | -0.17882 | #VALUE! | #VALUE! | #VALUE! | #VALUE! |  | #VALUE! | 287 | #VALUE!
-2.12 | 0.053987 | #VALUE! | #VALUE! | #VALUE! | #VALUE! |  | #VALUE! | 288 | #VALUE!
-2.11 | 0.084224 | #VALUE! | #VALUE! | #VALUE! | #VALUE! |  | #VALUE! | 289 | #VALUE!
-2.1 | -0.062102 | #VALUE! | #VALUE! | #VALUE! | #VALUE! |  | #VALUE! | 290 | #VALUE!
-2.09 | -0.045817 | #VALUE! | #VALUE! | #VALUE! | #VALUE! |  | #VALUE! | 291 | #VALUE!
-2.08 | -0.1924 | #VALUE! | #VALUE! | #VALUE! | #VALUE! |  | #VALUE! | 292 | #VALUE!
-2.07 | 0.066547 | #VALUE! | #VALUE! | #VALUE! | #VALUE! |  | #VALUE! | 293 | #VALUE!
-2.06 | 0.012201 | #VALUE! | #VALUE! | #VALUE! | #VALUE! |  | #VALUE! | 294 | #VALUE!
-2.05 | -0.18534 | #VALUE! | #VALUE! | #VALUE! | #VALUE! |  | #VALUE! | 295 | #VALUE!
-2.04 | -0.020833 | #VALUE! | #VALUE! | #VALUE! | #VALUE! |  | #VALUE! | 296 | #VALUE!
-2.03 | -0.037617 | #VALUE! | #VALUE! | #VALUE! | #VALUE! |  | #VALUE! | 297 | #VALUE!
-2.02 | 0.080336 | #VALUE! | #VALUE! | #VALUE! | #VALUE! |  | #VALUE! | 298 | #VALUE!
-2.01 | -0.13966 | #VALUE! | #VALUE! | #VALUE! | #VALUE! |  | #VALUE! | 299 | #VALUE!
-2 | -0.026719 | #VALUE! | #VALUE! | #VALUE! | #VALUE! |  | #VALUE! | 300 | #VALUE!
-1.99 | 0.12259 | #VALUE! | #VALUE! | #VALUE! | #VALUE! |  | #VALUE! | 301 | #VALUE!
-1.98 | 0.059884 | #VALUE! | #VALUE! | #VALUE! | #VALUE! |  | #VALUE! | 302 | #VALUE!
-1.97 | -0.18948 | #VALUE! | #VALUE! | #VALUE! | #VALUE! |  | #VALUE! | 303 | #VALUE!
-1.96 | -0.1926 | #VALUE! | #VALUE! | #VALUE! | #VALUE! |  | #VALUE! | 304 | #VALUE!
-1.95 | -0.040306 | #VALUE! | #VALUE! | #VALUE! | #VALUE! |  | #VALUE! | 305 | #VALUE!
-1.94 | 0.0056665 | #VALUE! | #VALUE! | #VALUE! | #VALUE! |  | #VALUE! | 306 | #VALUE!
-1.93 | -0.043916 | #VALUE! | #VALUE! | #VALUE! | #VALUE! |  | #VALUE! | 307 | #VALUE!
-1.92 | 0.073859 | #VALUE! | #VALUE! | #VALUE! | #VALUE! |  | #VALUE! | 308 | #VALUE!
-1.91 | 0.02763 | #VALUE! | #VALUE! | #VALUE! | #VALUE! |  | #VALUE! | 309 | #VALUE!
-1.9 | -0.18204 | #VALUE! | #VALUE! | #VALUE! | #VALUE! |  | #VALUE! | 310 | #VALUE!
-1.89 | 0.0068014 | #VALUE! | #VALUE! | #VALUE! | #VALUE! |  | #VALUE! | 311 | #VALUE!
-1.88 | -0.087695 | #VALUE! | #VALUE! | #VALUE! | #VALUE! |  | #VALUE! | 312 | #VALUE!
-1.87 | -0.04528 | #VALUE! | #VALUE! | #VALUE! | #VALUE! |  | #VALUE! | 313 | #VALUE!
-1.86 | -0.043737 | #VALUE! | #VALUE! | #VALUE! | #VALUE! |  | #VALUE! | 314 | #VALUE!
-1.85 | -0.13356 | #VALUE! | #VALUE! | #VALUE! | #VALUE! |  | #VALUE! | 315 | #VALUE!
-1.84 | -0.082993 | #VALUE! | #VALUE! | #VALUE! | #VALUE! |  | #VALUE! | 316 | #VALUE!
-1.83 | -0.07223 | #VALUE! | #VALUE! | #VALUE! | #VALUE! |  | #VALUE! | 317 | #VALUE!
-1.82 | 0.078313 | #VALUE! | #VALUE! | #VALUE! | #VALUE! |  | #VALUE! | 318 | #VALUE!
-1.81 | 0.081836 | #VALUE! | #VALUE! | #VALUE! | #VALUE! |  | #VALUE! | 319 | #VALUE!
-1.8 | -0.083456 | #VALUE! | #VALUE! | #VALUE! | #VALUE! |  | #VALUE! | 320 | #VALUE!
-1.79 | 0.11258 | #VALUE! | #VALUE! | #VALUE! | #VALUE! |  | #VALUE! | 321 | #VALUE!
-1.78 | -0.040633 | #VALUE! | #VALUE! | #VALUE! | #VALUE! |  | #VALUE! | 322 | #VALUE!
-1.77 | -0.057598 | #VALUE! | #VALUE! | #VALUE! | #VALUE! |  | #VALUE! | 323 | #VALUE!
-1.76 | -0.028639 | #VALUE! | #VALUE! | #VALUE! | #VALUE! |  | #VALUE! | 324 | #VALUE!
-1.75 | -0.18037 | #VALUE! | #VALUE! | #VALUE! | #VALUE! |  | #VALUE! | 325 | #VALUE!
-1.74 | 0.084579 | #VALUE! | #VALUE! | #VALUE! | #VALUE! |  | #VALUE! | 326 | #VALUE!
-1.73 | 0.024456 | #VALUE! | #VALUE! | #VALUE! | #VALUE! |  | #VALUE! | 327 | #VALUE!
-1.72 | -0.13751 | #VALUE! | #VALUE! | #VALUE! | #VALUE! |  | #VALUE! | 328 | #VALUE!
-1.71 | -0.095615 | #VALUE! | #VALUE! | #VALUE! | #VALUE! |  | #VALUE! | 329 | #VALUE!
-1.7 | -0.09235 | #VALUE! | #VALUE! | #VALUE! | #VALUE! |  | #VALUE! | 330 | #VALUE!
-1.69 | -0.0048928 | #VALUE! | #VALUE! | #VALUE! | #VALUE! |  | #VALUE! | 331 | #VALUE!
-1.68 | -0.10225 | #VALUE! | #VALUE! | #VALUE! | #VALUE! |  | #VALUE! | 332 | #VALUE!
-1.67 | 0.013978 | #VALUE! | #VALUE! | #VALUE! | #VALUE! |  | #VALUE! | 333 | #VALUE!
-1.66 | -0.12464 | #VALUE! | #VALUE! | #VALUE! | #VALUE! |  | #VALUE! | 334 | #VALUE!
-1.65 | 0.10371 | #VALUE! | #VALUE! | #VALUE! | #VALUE! |  | #VALUE! | 335 | #VALUE!
-1.64 | -0.085745 | #VALUE! | #VALUE! | #VALUE! | #VALUE! |  | #VALUE! | 336 | #VALUE!
-1.63 | -0.080066 | #VALUE! | #VALUE! | #VALUE! | #VALUE! |  | #VALUE! | 337 | #VALUE!
-1.62 | -0.0022758 | #VALUE! | #VALUE! | #VALUE! | #VALUE! |  | #VALUE! | 338 | #VALUE!
-1.61 | -0.12024 | #VALUE! | #VALUE! | #VALUE! | #VALUE! |  | #VALUE! | 339 | #VALUE!
-1.6 | -0.17262 | #VALUE! | #VALUE! | #VALUE! | #VALUE! |  | #VALUE! | 340 | #VALUE!
-1.59 | -0.12793 | #VALUE! | #VALUE! | #VALUE! | #VALUE! |  | #VALUE! | 341 | #VALUE!
-1.58 | 0.13147 | #VALUE! | #VALUE! | #VALUE! | #VALUE! |  | #VALUE! | 342 | #VALUE!
-1.57 | -0.14422 | #VALUE! | #VALUE! | #VALUE! | #VALUE! |  | #VALUE! | 343 | #VALUE!
-1.56 | -0.046357 | #VALUE! | #VALUE! | #VALUE! | #VALUE! |  | #VALUE! | 344 | #VALUE!
-1.55 | 0.066709 | #VALUE! | #VALUE! | #VALUE! | #VALUE! |  | #VALUE! | 345 | #VALUE!
-1.54 | -0.03159 | #VALUE! | #VALUE! | #VALUE! | #VALUE! |  | #VALUE! | 346 | #VALUE!
-1.53 | -0.063252 | #VALUE! | #VALUE! | #VALUE! | #VALUE! |  | #VALUE! | 347 | #VALUE!
-1.52 | -0.020116 | #VALUE! | #VALUE! | #VALUE! | #VALUE! |  | #VALUE! | 348 | #VALUE!
-1.51 | -0.071041 | #VALUE! | #VALUE! | #VALUE! | #VALUE! |  | #VALUE! | 349 | #VALUE!
-1.5 | -0.079975 | #VALUE! | #VALUE! | #VALUE! | #VALUE! |  | #VALUE! | 350 | #VALUE!
-1.49 | 0.019801 | #VALUE! | #VALUE! | #VALUE! | #VALUE! |  | #VALUE! | 351 | #VALUE!
-1.48 | 0.092707 | #VALUE! | #VALUE! | #VALUE! | #VALUE! |  | #VALUE! | 352 | #VALUE!
-1.47 | -0.1974 | #VALUE! | #VALUE! | #VALUE! | #VALUE! |  | #VALUE! | 353 | #VALUE!
-1.46 | 0.10259 | #VALUE! | #VALUE! | #VALUE! | #VALUE! |  | #VALUE! | 354 | #VALUE!
-1.45 | -0.095528 | #VALUE! | #VALUE! | #VALUE! | #VALUE! |  | #VALUE! | 355 | #VALUE!
-1.44 | 0.10513 | #VALUE! | #VALUE! | #VALUE! | #VALUE! |  | #VALUE! | 356 | #VALUE!
-1.43 | -0.07682 | #VALUE! | #VALUE! | #VALUE! | #VALUE! |  | #VALUE! | 357 | #VALUE!
-1.42 | -0.19369 | #VALUE! | #VALUE! | #VALUE! | #VALUE! |  | #VALUE! | 358 | #VALUE!
-1.41 | -0.15917 | #VALUE! | #VALUE! | #VALUE! | #VALUE! |  | #VALUE! | 359 | #VALUE!
-1.4 | -0.18068 | #VALUE! | #VALUE! | #VALUE! | #VALUE! |  | #VALUE! | 360 | #VALUE!
-1.39 | 0.094462 | #VALUE! | #VALUE! | #VALUE! | #VALUE! |  | #VALUE! | 361 | #VALUE!
-1.38 | -0.14891 | #VALUE! | #VALUE! | #VALUE! | #VALUE! |  | #VALUE! | 362 | #VALUE!
-1.37 | 0.10723 | #VALUE! | #VALUE! | #VALUE! | #VALUE! |  | #VALUE! | 363 | #VALUE!
-1.36 | -0.0036634 | #VALUE! | #VALUE! | #VALUE! | #VALUE! |  | #VALUE! | 364 | #VALUE!
-1.35 | -0.14957 | #VALUE! | #VALUE! | #VALUE! | #VALUE! |  | #VALUE! | 365 | #VALUE!
-1.34 | -0.12527 | #VALUE! | #VALUE! | #VALUE! | #VALUE! |  | #VALUE! | 366 | #VALUE!
-1.33 | -0.19376 | #VALUE! | #VALUE! | #VALUE! | #VALUE! |  | #VALUE! | 367 | #VALUE!
-1.32 | -0.074671 | #VALUE! | #VALUE! | #VALUE! | #VALUE! |  | #VALUE! | 368 | #VALUE!
-1.31 | -0.043534 | #VALUE! | #VALUE! | #VALUE! | #VALUE! |  | #VALUE! | 369 | #VALUE!
-1.3 | -0.022354 | #VALUE! | #VALUE! | #VALUE! | #VALUE! |  | #VALUE! | 370 | #VALUE!
-1.29 | 0.051112 | #VALUE! | #VALUE! | #VALUE! | #VALUE! |  | #VALUE! | 371 | #VALUE!
-1.28 | 0.096377 | #VALUE! | #VALUE! | #VALUE! | #VALUE! |  | #VALUE! | 372 | #VALUE!
-1.27 | 0.071565 | #VALUE! | #VALUE! | #VALUE! | #VALUE! |  | #VALUE! | 373 | #VALUE!
-1.26 | -0.1656 | #VALUE! | #VALUE! | #VALUE! | #VALUE! |  | #VALUE! | 374 | #VALUE!
-1.25 | -0.11585 | #VALUE! | #VALUE! | #VALUE! | #VALUE! |  | #VALUE! | 375 | #VALUE!
-1.24 | 0.064959 | #VALUE! | #VALUE! | #VALUE! | #VALUE! |  | #VALUE! | 376 | #VALUE!
-1.23 | -0.081487 | #VALUE! | #VALUE! | #VALUE! | #VALUE! |  | #VALUE! | 377 | #VALUE!
-1.22 | 0.046451 | #VALUE! | #VALUE! | #VALUE! | #VALUE! |  | #VALUE! | 378 | #VALUE!
-1.21 | -0.16152 | #VALUE! | #VALUE! | #VALUE! | #VALUE! |  | #VALUE! | 379 | #VALUE!
-1.2 | 0.04744 | #VALUE! | #VALUE! | #VALUE! | #VALUE! |  | #VALUE! | 380 | #VALUE!
-1.19 | 0.011718 | #VALUE! | #VALUE! | #VALUE! | #VALUE! |  | #VALUE! | 381 | #VALUE!
-1.18 | -0.092996 | #VALUE! | #VALUE! | #VALUE! | #VALUE! |  | #VALUE! | 382 | #VALUE!
-1.17 | 0.051662 | #VALUE! | #VALUE! | #VALUE! | #VALUE! |  | #VALUE! | 383 | #VALUE!
-1.16 | 0.070473 | #VALUE! | #VALUE! | #VALUE! | #VALUE! |  | #VALUE! | 384 | #VALUE!
-1.15 | -0.025057 | #VALUE! | #VALUE! | #VALUE! | #VALUE! |  | #VALUE! | 385 | #VALUE!
-1.14 | 0.072921 | #VALUE! | #VALUE! | #VALUE! | #VALUE! |  | #VALUE! | 386 | #VALUE!
-1.13 | 0.11425 | #VALUE! | #VALUE! | #VALUE! | #VALUE! |  | #VALUE! | 387 | #VALUE!
-1.12 | -0.19677 | #VALUE! | #VALUE! | #VALUE! | #VALUE! |  | #VALUE! | 388 | #VALUE!
-1.11 | 0.051829 | #VALUE! | #VALUE! | #VALUE! | #VALUE! |  | #VALUE! | 389 | #VALUE!
-1.1 | -0.092231 | #VALUE! | #VALUE! | #VALUE! | #VALUE! |  | #VALUE! | 390 | #VALUE!
-1.09 | -0.029455 | #VALUE! | #VALUE! | #VALUE! | #VALUE! |  | #VALUE! | 391 | #VALUE!
-1.08 | 0.11014 | #VALUE! | #VALUE! | #VALUE! | #VALUE! |  | #VALUE! | 392 | #VALUE!
-1.07 | -0.13819 | #VALUE! | #VALUE! | #VALUE! | #VALUE! |  | #VALUE! | 393 | #VALUE!
-1.06 | -0.11577 | #VALUE! | #VALUE! | #VALUE! | #VALUE! |  | #VALUE! | 394 | #VALUE!
-1.05 | -0.075848 | #VALUE! | #VALUE! | #VALUE! | #VALUE! |  | #VALUE! | 395 | #VALUE!
-1.04 | 0.021795 | #VALUE! | #VALUE! | #VALUE! | #VALUE! |  | #VALUE! | 396 | #VALUE!
-1.03 | -0.036414 | #VALUE! | #VALUE! | #VALUE! | #VALUE! |  | #VALUE! | 397 | #VALUE!
-1.02 | -0.18163 | #VALUE! | #VALUE! | #VALUE! | #VALUE! |  | #VALUE! | 398 | #VALUE!
-1.01 | 0.13004 | #VALUE! | #VALUE! | #VALUE! | #VALUE! |  | #VALUE! | 399 | #VALUE!
-1 | 0.050156 | #VALUE! | #VALUE! | #VALUE! | #VALUE! |  | #VALUE! | 400 | #VALUE!
-0.99 | 0.10479 | #VALUE! | #VALUE! | #VALUE! | #VALUE! |  | #VALUE! | 401 | #VALUE!
-0.98 | -0.079732 | #VALUE! | #VALUE! | #VALUE! | #VALUE! |  | #VALUE! | 402 | #VALUE!
-0.97 | -0.12565 | #VALUE! | #VALUE! | #VALUE! | #VALUE! |  | #VALUE! | 403 | #VALUE!
-0.96 | 0.11567 | #VALUE! | #VALUE! | #VALUE! | #VALUE! |  | #VALUE! | 404 | #VALUE!
-0.95 | -0.092518 | #VALUE! | #VALUE! | #VALUE! | #VALUE! |  | #VALUE! | 405 | #VALUE!
-0.94 | -0.1301 | #VALUE! | #VALUE! | #VALUE! | #VALUE! |  | #VALUE! | 406 | #VALUE!
-0.93 | -0.19518 | #VALUE! | #VALUE! | #VALUE! | #VALUE! |  | #VALUE! | 407 | #VALUE!
-0.92 | -0.16627 | #VALUE! | #VALUE! | #VALUE! | #VALUE! |  | #VALUE! | 408 | #VALUE!
-0.91 | -0.15996 | #VALUE! | #VALUE! | #VALUE! | #VALUE! |  | #VALUE! | 409 | #VALUE!
-0.9 | -0.16442 | #VALUE! | #VALUE! | #VALUE! | #VALUE! |  | #VALUE! | 410 | #VALUE!
-0.89 | -0.12002 | #VALUE! | #VALUE! | #VALUE! | #VALUE! |  | #VALUE! | 411 | #VALUE!
-0.88 | 0.009884 | #VALUE! | #VALUE! | #VALUE! | #VALUE! |  | #VALUE! | 412 | #VALUE!
-0.87 | 0.0069205 | #VALUE! | #VALUE! | #VALUE! | #VALUE! |  | #VALUE! | 413 | #VALUE!
-0.86 | 0.077999 | #VALUE! | #VALUE! | #VALUE! | #VALUE! |  | #VALUE! | 414 | #VALUE!
-0.85 | 0.13253 | #VALUE! | #VALUE! | #VALUE! | #VALUE! |  | #VALUE! | 415 | #VALUE!
-0.84 | -0.16023 | #VALUE! | #VALUE! | #VALUE! | #VALUE! |  | #VALUE! | 416 | #VALUE!
-0.83 | -0.1878 | #VALUE! | #VALUE! | #VALUE! | #VALUE! |  | #VALUE! | 417 | #VALUE!
-0.82 | 0.054837 | #VALUE! | #VALUE! | #VALUE! | #VALUE! |  | #VALUE! | 418 | #VALUE!
-0.81 | -0.1693 | #VALUE! | #VALUE! | #VALUE! | #VALUE! |  | #VALUE! | 419 | #VALUE!
-0.8 | 0.087863 | #VALUE! | #VALUE! | #VALUE! | #VALUE! |  | #VALUE! | 420 | #VALUE!
-0.79 | -0.04854 | #VALUE! | #VALUE! | #VALUE! | #VALUE! |  | #VALUE! | 421 | #VALUE!
-0.78 | -0.14525 | #VALUE! | #VALUE! | #VALUE! | #VALUE! |  | #VALUE! | 422 | #VALUE!
-0.77 | -0.18413 | #VALUE! | #VALUE! | #VALUE! | #VALUE! |  | #VALUE! | 423 | #VALUE!
-0.76 | 0.10732 | #VALUE! | #VALUE! | #VALUE! | #VALUE! |  | #VALUE! | 424 | #VALUE!
-0.75 | 0.044784 | #VALUE! | #VALUE! | #VALUE! | #VALUE! |  | #VALUE! | 425 | #VALUE!
-0.74 | -0.17449 | #VALUE! | #VALUE! | #VALUE! | #VALUE! |  | #VALUE! | 426 | #VALUE!
-0.73 | -0.18346 | #VALUE! | #VALUE! | #VALUE! | #VALUE! |  | #VALUE! | 427 | #VALUE!
-0.72 | 0.064368 | #VALUE! | #VALUE! | #VALUE! | #VALUE! |  | #VALUE! | 428 | #VALUE!
-0.71 | -0.093298 | #VALUE! | #VALUE! | #VALUE! | #VALUE! |  | #VALUE! | 429 | #VALUE!
-0.7 | 0.099074 | #VALUE! | #VALUE! | #VALUE! | #VALUE! |  | #VALUE! | 430 | #VALUE!
-0.69 | -0.096713 | #VALUE! | #VALUE! | #VALUE! | #VALUE! |  | #VALUE! | 431 | #VALUE!
-0.68 | 0.13069 | #VALUE! | #VALUE! | #VALUE! | #VALUE! |  | #VALUE! | 432 | #VALUE!
-0.67 | -0.049734 | #VALUE! | #VALUE! | #VALUE! | #VALUE! |  | #VALUE! | 433 | #VALUE!
-0.66 | 0.048505 | #VALUE! | #VALUE! | #VALUE! | #VALUE! |  | #VALUE! | 434 | #VALUE!
-0.65 | -0.18379 | #VALUE! | #VALUE! | #VALUE! | #VALUE! |  | #VALUE! | 435 | #VALUE!
-0.64 | -0.068782 | #VALUE! | #VALUE! | #VALUE! | #VALUE! |  | #VALUE! | 436 | #VALUE!
-0.63 | -0.092539 | #VALUE! | #VALUE! | #VALUE! | #VALUE! |  | #VALUE! | 437 | #VALUE!
-0.62 | 0.090609 | #VALUE! | #VALUE! | #VALUE! | #VALUE! |  | #VALUE! | 438 | #VALUE!
-0.61 | -0.11009 | #VALUE! | #VALUE! | #VALUE! | #VALUE! |  | #VALUE! | 439 | #VALUE!
-0.6 | -0.15784 | #VALUE! | #VALUE! | #VALUE! | #VALUE! |  | #VALUE! | 440 | #VALUE!
-0.59 | -0.046847 | #VALUE! | #VALUE! | #VALUE! | #VALUE! |  | #VALUE! | 441 | #VALUE!
-0.58 | 0.083471 | #VALUE! | #VALUE! | #VALUE! | #VALUE! |  | #VALUE! | 442 | #VALUE!
-0.57 | -0.0096597 | #VALUE! | #VALUE! | #VALUE! | #VALUE! |  | #VALUE! | 443 | #VALUE!
-0.56 | -0.13622 | #VALUE! | #VALUE! | #VALUE! | #VALUE! |  | #VALUE! | 444 | #VALUE!
-0.55 | -0.1722 | #VALUE! | #VALUE! | #VALUE! | #VALUE! |  | #VALUE! | 445 | #VALUE!
-0.54 | 0.02613 | #VALUE! | #VALUE! | #VALUE! | #VALUE! |  | #VALUE! | 446 | #VALUE!
-0.53 | 0.075527 | #VALUE! | #VALUE! | #VALUE! | #VALUE! |  | #VALUE! | 447 | #VALUE!
-0.52 | -0.17186 | #VALUE! | #VALUE! | #VALUE! | #VALUE! |  | #VALUE! | 448 | #VALUE!
-0.51 | -0.16044 | #VALUE! | #VALUE! | #VALUE! | #VALUE! |  | #VALUE! | 449 | #VALUE!
-0.5 | 0.12353 | #VALUE! | #VALUE! | #VALUE! | #VALUE! |  | #VALUE! | 450 | #VALUE!
-0.49 | -0.1192 | #VALUE! | #VALUE! | #VALUE! | #VALUE! |  | #VALUE! | 451 | #VALUE!
-0.48 | -0.17798 | #VALUE! | #VALUE! | #VALUE! | #VALUE! |  | #VALUE! | 452 | #VALUE!
-0.47 | 0.036389 | #VALUE! | #VALUE! | #VALUE! | #VALUE! |  | #VALUE! | 453 | #VALUE!
-0.46 | -0.19066 | #VALUE! | #VALUE! | #VALUE! | #VALUE! |  | #VALUE! | 454 | #VALUE!
-0.45 | -0.04261 | #VALUE! | #VALUE! | #VALUE! | #VALUE! |  | #VALUE! | 455 | #VALUE!
-0.44 | 0.059545 | #VALUE! | #VALUE! | #VALUE! | #VALUE! |  | #VALUE! | 456 | #VALUE!
-0.43 | -0.12353 | #VALUE! | #VALUE! | #VALUE! | #VALUE! |  | #VALUE! | 457 | #VALUE!
-0.42 | -0.16731 | #VALUE! | #VALUE! | #VALUE! | #VALUE! |  | #VALUE! | 458 | #VALUE!
-0.41 | -0.080938 | #VALUE! | #VALUE! | #VALUE! | #VALUE! |  | #VALUE! | 459 | #VALUE!
-0.4 | -0.0031389 | #VALUE! | #VALUE! | #VALUE! | #VALUE! |  | #VALUE! | 460 | #VALUE!
-0.39 | 0.078251 | #VALUE! | #VALUE! | #VALUE! | #VALUE! |  | #VALUE! | 461 | #VALUE!
-0.38 | -0.12948 | #VALUE! | #VALUE! | #VALUE! | #VALUE! |  | #VALUE! | 462 | #VALUE!
-0.37 | -0.16409 | #VALUE! | #VALUE! | #VALUE! | #VALUE! |  | #VALUE! | 463 | #VALUE!
-0.36 | 0.042824 | #VALUE! | #VALUE! | #VALUE! | #VALUE! |  | #VALUE! | 464 | #VALUE!
-0.35 | 0.0096773 | #VALUE! | #VALUE! | #VALUE! | #VALUE! |  | #VALUE! | 465 | #VALUE!
-0.34 | -0.13832 | #VALUE! | #VALUE! | #VALUE! | #VALUE! |  | #VALUE! | 466 | #VALUE!
-0.33 | 0.077253 | #VALUE! | #VALUE! | #VALUE! | #VALUE! |  | #VALUE! | 467 | #VALUE!
-0.32 | -0.018972 | #VALUE! | #VALUE! | #VALUE! | #VALUE! |  | #VALUE! | 468 | #VALUE!
-0.31 | 0.028761 | #VALUE! | #VALUE! | #VALUE! | #VALUE! |  | #VALUE! | 469 | #VALUE!
-0.3 | -0.041198 | #VALUE! | #VALUE! | #VALUE! | #VALUE! |  | #VALUE! | 470 | #VALUE!
-0.29 | -0.1175 | #VALUE! | #VALUE! | #VALUE! | #VALUE! |  | #VALUE! | 471 | #VALUE!
-0.28 | 0.058179 | #VALUE! | #VALUE! | #VALUE! | #VALUE! |  | #VALUE! | 472 | #VALUE!
-0.27 | 0.10791 | #VALUE! | #VALUE! | #VALUE! | #VALUE! |  | #VALUE! | 473 | #VALUE!
-0.26 | 0.071882 | #VALUE! | #VALUE! | #VALUE! | #VALUE! |  | #VALUE! | 474 | #VALUE!
-0.25 | -0.1206 | #VALUE! | #VALUE! | #VALUE! | #VALUE! |  | #VALUE! | 475 | #VALUE!
-0.24 | 0.0016285 | 1 | #VALUE! | #VALUE! | 1.0016 |  | #VALUE! | 476 | #VALUE!
-0.23 | -0.10442 | 1 | #VALUE! | #VALUE! | 0.89558 |  | #VALUE! | 477 | #VALUE!
-0.22 | 0.009281 | 1 | #VALUE! | #VALUE! | 1.0093 |  | #VALUE! | 478 | #VALUE!
-0.21 | -0.035611 | 1 | #VALUE! | #VALUE! | 0.96439 |  | #VALUE! | 479 | #VALUE!
-0.2 | 0.11465 | 1 | #VALUE! | #VALUE! | 1.1147 |  | #VALUE! | 480 | #VALUE!
-0.19 | -0.089715 | 1 | #VALUE! | #VALUE! | 0.91029 |  | #VALUE! | 481 | #VALUE!
-0.18 | -0.12251 | 1 | #VALUE! | #VALUE! | 0.87749 |  | #VALUE! | 482 | #VALUE!
-0.17 | -0.11335 | 1 | #VALUE! | #VALUE! | 0.88665 |  | #VALUE! | 483 | #VALUE!
-0.16 | -0.015751 | 1 | #VALUE! | #VALUE! | 0.98425 |  | #VALUE! | 484 | #VALUE!
-0.15 | -0.16781 | 1 | #VALUE! | #VALUE! | 0.83219 |  | #VALUE! | 485 | #VALUE!
-0.14 | -0.14833 | 1 | #VALUE! | #VALUE! | 0.85167 |  | #VALUE! | 486 | #VALUE!
-0.13 | -0.068649 | 1 | #VALUE! | #VALUE! | 0.93135 |  | #VALUE! | 487 | #VALUE!
-0.12 | -0.19272 | 1 | #VALUE! | #VALUE! | 0.80728 |  | #VALUE! | 488 | #VALUE!
-0.11 | -0.080086 | 1 | #VALUE! | #VALUE! | 0.91991 |  | #VALUE! | 489 | #VALUE!
-0.1 | 0.11253 | 1 | #VALUE! | #VALUE! | 1.1125 |  | #VALUE! | 490 | #VALUE!
-0.09 | 0.054401 | 1 | #VALUE! | #VALUE! | 1.0544 |  | #VALUE! | 491 | #VALUE!
-0.08 | -0.098395 | 1 | #VALUE! | #VALUE! | 0.9016 |  | #VALUE! | 492 | #VALUE!
-0.07 | 0.12871 | 1 | #VALUE! | #VALUE! | 1.1287 |  | #VALUE! | 493 | #VALUE!
-0.06 | 0.11092 | 1 | #VALUE! | #VALUE! | 1.1109 |  | #VALUE! | 494 | #VALUE!
-0.05 | 0.062154 | 1 | #VALUE! | #VALUE! | 1.0622 |  | #VALUE! | 495 | #VALUE!
-0.04 | -0.099796 | 1 | #VALUE! | #VALUE! | 0.9002 |  | #VALUE! | 496 | #VALUE!
-0.03 | -0.083272 | 1 | #VALUE! | #VALUE! | 0.91673 |  | #VALUE! | 497 | #VALUE!
-0.02 | 0.089207 | 1 | #VALUE! | #VALUE! | 1.0892 |  | #VALUE! | 498 | #VALUE!
-0.01 | 0.11421 | 1 | #VALUE! | #VALUE! | 1.1142 |  | #VALUE! | 499 | #VALUE!
-1.6889e-13 | -0.090846 | 1 | #VALUE! | #VALUE! | 0.90915 |  | #VALUE! | 500 | #VALUE!
0.01 | -0.17633 | 1 | #VALUE! | #VALUE! | 0.82367 |  | #VALUE! | 501 | #VALUE!
0.02 | -0.043615 | 1 | #VALUE! | #VALUE! | 0.95639 |  | #VALUE! | 502 | #VALUE!
0.03 | -0.16978 | 1 | #VALUE! | #VALUE! | 0.83022 |  | #VALUE! | 503 | #VALUE!
0.04 | 0.10371 | 1 | #VALUE! | #VALUE! | 1.1037 |  | #VALUE! | 504 | #VALUE!
0.05 | -0.086579 | 1 | #VALUE! | #VALUE! | 0.91342 |  | #VALUE! | 505 | #VALUE!
0.06 | -0.13625 | 1 | #VALUE! | #VALUE! | 0.86375 |  | #VALUE! | 506 | #VALUE!
0.07 | 0.094141 | 1 | #VALUE! | #VALUE! | 1.0941 |  | #VALUE! | 507 | #VALUE!
0.08 | -0.11866 | 1 | #VALUE! | #VALUE! | 0.88134 |  | #VALUE! | 508 | #VALUE!
0.09 | 0.075613 | 1 | #VALUE! | #VALUE! | 1.0756 |  | #VALUE! | 509 | #VALUE!
0.1 | -0.16305 | 1 | #VALUE! | #VALUE! | 0.83695 |  | #VALUE! | 510 | #VALUE!
0.11 | -0.027304 | 1 | #VALUE! | #VALUE! | 0.9727 |  | #VALUE! | 511 | #VALUE!
0.12 | 0.078392 | 1 | #VALUE! | #VALUE! | 1.0784 |  | #VALUE! | 512 | #VALUE!
0.13 | -0.17311 | 1 | #VALUE! | #VALUE! | 0.82689 |  | #VALUE! | 513 | #VALUE!
0.14 | 0.047059 | 1 | #VALUE! | #VALUE! | 1.0471 |  | #VALUE! | 514 | #VALUE!
0.15 | -0.15729 | 1 | #VALUE! | #VALUE! | 0.84271 |  | #VALUE! | 515 | #VALUE!
0.16 | -0.1126 | 1 | #VALUE! | #VALUE! | 0.8874 |  | #VALUE! | 516 | #VALUE!
0.17 | -0.039044 | 1 | #VALUE! | #VALUE! | 0.96096 |  | #VALUE! | 517 | #VALUE!
0.18 | -0.18392 | 1 | #VALUE! | #VALUE! | 0.81608 |  | #VALUE! | 518 | #VALUE!
0.19 | -0.018874 | 1 | #VALUE! | #VALUE! | 0.98113 |  | #VALUE! | 519 | #VALUE!
0.2 | -0.13651 | 1 | #VALUE! | #VALUE! | 0.86349 |  | #VALUE! | 520 | #VALUE!
0.21 | -0.046116 | 1 | #VALUE! | #VALUE! | 0.95388 |  | #VALUE! | 521 | #VALUE!
0.22 | -0.056765 | 1 | #VALUE! | #VALUE! | 0.94323 |  | #VALUE! | 522 | #VALUE!
0.23 | -0.090455 | 1 | #VALUE! | #VALUE! | 0.90955 |  | #VALUE! | 523 | #VALUE!
0.24 | -0.10516 | 1 | #VALUE! | #VALUE! | 0.89484 |  | #VALUE! | 524 | #VALUE!
0.25 | -0.1539 | 1 | #VALUE! | #VALUE! | 0.8461 |  | #VALUE! | 525 | #VALUE!
0.26 | -0.18224 | #VALUE! | #VALUE! | #VALUE! | #VALUE! |  | #VALUE! | 526 | #VALUE!
0.27 | -0.054792 | #VALUE! | #VALUE! | #VALUE! | #VALUE! |  | #VALUE! | 527 | #VALUE!
0.28 | 0.026318 | #VALUE! | #VALUE! | #VALUE! | #VALUE! |  | #VALUE! | 528 | #VALUE!
0.29 | -0.048537 | #VALUE! | #VALUE! | #VALUE! | #VALUE! |  | #VALUE! | 529 | #VALUE!
0.3 | -0.15539 | #VALUE! | #VALUE! | #VALUE! | #VALUE! |  | #VALUE! | 530 | #VALUE!
0.31 | 0.016815 | #VALUE! | #VALUE! | #VALUE! | #VALUE! |  | #VALUE! | 531 | #VALUE!
0.32 | 0.076473 | #VALUE! | #VALUE! | #VALUE! | #VALUE! |  | #VALUE! | 532 | #VALUE!
0.33 | -0.076555 | #VALUE! | #VALUE! | #VALUE! | #VALUE! |  | #VALUE! | 533 | #VALUE!
0.34 | -0.16262 | #VALUE! | #VALUE! | #VALUE! | #VALUE! |  | #VALUE! | 534 | #VALUE!
0.35 | 0.10804 | #VALUE! | #VALUE! | #VALUE! | #VALUE! |  | #VALUE! | 535 | #VALUE!
0.36 | 0.10728 | #VALUE! | #VALUE! | #VALUE! | #VALUE! |  | #VALUE! | 536 | #VALUE!
0.37 | -0.13516 | #VALUE! | #VALUE! | #VALUE! | #VALUE! |  | #VALUE! | 537 | #VALUE!
0.38 | 0.081771 | #VALUE! | #VALUE! | #VALUE! | #VALUE! |  | #VALUE! | 538 | #VALUE!
0.39 | -0.18466 | #VALUE! | #VALUE! | #VALUE! | #VALUE! |  | #VALUE! | 539 | #VALUE!
0.4 | -0.014509 | #VALUE! | #VALUE! | #VALUE! | #VALUE! |  | #VALUE! | 540 | #VALUE!
0.41 | -0.0027074 | #VALUE! | #VALUE! | #VALUE! | #VALUE! |  | #VALUE! | 541 | #VALUE!
0.42 | -0.18385 | #VALUE! | #VALUE! | #VALUE! | #VALUE! |  | #VALUE! | 542 | #VALUE!
0.43 | 0.10457 | #VALUE! | #VALUE! | #VALUE! | #VALUE! |  | #VALUE! | 543 | #VALUE!
0.44 | 0.073773 | #VALUE! | #VALUE! | #VALUE! | #VALUE! |  | #VALUE! | 544 | #VALUE!
0.45 | -0.13692 | #VALUE! | #VALUE! | #VALUE! | #VALUE! |  | #VALUE! | 545 | #VALUE!
0.46 | -0.15575 | #VALUE! | #VALUE! | #VALUE! | #VALUE! |  | #VALUE! | 546 | #VALUE!
0.47 | 0.078245 | #VALUE! | #VALUE! | #VALUE! | #VALUE! |  | #VALUE! | 547 | #VALUE!
0.48 | 0.12307 | #VALUE! | #VALUE! | #VALUE! | #VALUE! |  | #VALUE! | 548 | #VALUE!
0.49 | -0.012043 | #VALUE! | #VALUE! | #VALUE! | #VALUE! |  | #VALUE! | 549 | #VALUE!
0.5 | -0.082163 | #VALUE! | #VALUE! | #VALUE! | #VALUE! |  | #VALUE! | 550 | #VALUE!
0.51 | -0.14552 | #VALUE! | #VALUE! | #VALUE! | #VALUE! |  | #VALUE! | 551 | #VALUE!
0.52 | -0.09251 | #VALUE! | #VALUE! | #VALUE! | #VALUE! |  | #VALUE! | 552 | #VALUE!
0.53 | 0.0063039 | #VALUE! | #VALUE! | #VALUE! | #VALUE! |  | #VALUE! | 553 | #VALUE!
0.54 | 0.077455 | #VALUE! | #VALUE! | #VALUE! | #VALUE! |  | #VALUE! | 554 | #VALUE!
0.55 | -0.018168 | #VALUE! | #VALUE! | #VALUE! | #VALUE! |  | #VALUE! | 555 | #VALUE!
0.56 | 0.025669 | #VALUE! | #VALUE! | #VALUE! | #VALUE! |  | #VALUE! | 556 | #VALUE!
0.57 | -0.16604 | #VALUE! | #VALUE! | #VALUE! | #VALUE! |  | #VALUE! | 557 | #VALUE!
0.58 | -0.047125 | #VALUE! | #VALUE! | #VALUE! | #VALUE! |  | #VALUE! | 558 | #VALUE!
0.59 | -0.10272 | #VALUE! | #VALUE! | #VALUE! | #VALUE! |  | #VALUE! | 559 | #VALUE!
0.6 | -0.12718 | #VALUE! | #VALUE! | #VALUE! | #VALUE! |  | #VALUE! | 560 | #VALUE!
0.61 | -0.045601 | #VALUE! | #VALUE! | #VALUE! | #VALUE! |  | #VALUE! | 561 | #VALUE!
0.62 | -0.1642 | #VALUE! | #VALUE! | #VALUE! | #VALUE! |  | #VALUE! | 562 | #VALUE!
0.63 | 0.096843 | #VALUE! | #VALUE! | #VALUE! | #VALUE! |  | #VALUE! | 563 | #VALUE!
0.64 | -0.18167 | #VALUE! | #VALUE! | #VALUE! | #VALUE! |  | #VALUE! | 564 | #VALUE!
0.65 | -0.086706 | #VALUE! | #VALUE! | #VALUE! | #VALUE! |  | #VALUE! | 565 | #VALUE!
0.66 | 0.12343 | #VALUE! | #VALUE! | #VALUE! | #VALUE! |  | #VALUE! | 566 | #VALUE!
0.67 | 0.044428 | #VALUE! | #VALUE! | #VALUE! | #VALUE! |  | #VALUE! | 567 | #VALUE!
0.68 | -0.18045 | #VALUE! | #VALUE! | #VALUE! | #VALUE! |  | #VALUE! | 568 | #VALUE!
0.69 | -0.013802 | #VALUE! | #VALUE! | #VALUE! | #VALUE! |  | #VALUE! | 569 | #VALUE!
0.7 | -0.17071 | #VALUE! | #VALUE! | #VALUE! | #VALUE! |  | #VALUE! | 570 | #VALUE!
0.71 | -0.14355 | #VALUE! | #VALUE! | #VALUE! | #VALUE! |  | #VALUE! | 571 | #VALUE!
0.72 | -0.010004 | #VALUE! | #VALUE! | #VALUE! | #VALUE! |  | #VALUE! | 572 | #VALUE!
0.73 | -0.1307 | #VALUE! | #VALUE! | #VALUE! | #VALUE! |  | #VALUE! | 573 | #VALUE!
0.74 | 0.0898 | #VALUE! | #VALUE! | #VALUE! | #VALUE! |  | #VALUE! | 574 | #VALUE!
0.75 | -0.10339 | #VALUE! | #VALUE! | #VALUE! | #VALUE! |  | #VALUE! | 575 | #VALUE!
0.76 | -0.14454 | #VALUE! | #VALUE! | #VALUE! | #VALUE! |  | #VALUE! | 576 | #VALUE!
0.77 | -0.11562 | #VALUE! | #VALUE! | #VALUE! | #VALUE! |  | #VALUE! | 577 | #VALUE!
0.78 | -0.041316 | #VALUE! | #VALUE! | #VALUE! | #VALUE! |  | #VALUE! | 578 | #VALUE!
0.79 | -0.086151 | #VALUE! | #VALUE! | #VALUE! | #VALUE! |  | #VALUE! | 579 | #VALUE!
0.8 | -0.17549 | #VALUE! | #VALUE! | #VALUE! | #VALUE! |  | #VALUE! | 580 | #VALUE!
0.81 | -0.00035494 | #VALUE! | #VALUE! | #VALUE! | #VALUE! |  | #VALUE! | 581 | #VALUE!
0.82 | -0.1947 | #VALUE! | #VALUE! | #VALUE! | #VALUE! |  | #VALUE! | 582 | #VALUE!
0.83 | -0.063639 | #VALUE! | #VALUE! | #VALUE! | #VALUE! |  | #VALUE! | 583 | #VALUE!
0.84 | 0.00077667 | #VALUE! | #VALUE! | #VALUE! | #VALUE! |  | #VALUE! | 584 | #VALUE!
0.85 | 0.062099 | #VALUE! | #VALUE! | #VALUE! | #VALUE! |  | #VALUE! | 585 | #VALUE!
0.86 | -0.15095 | #VALUE! | #VALUE! | #VALUE! | #VALUE! |  | #VALUE! | 586 | #VALUE!
0.87 | 0.066147 | #VALUE! | #VALUE! | #VALUE! | #VALUE! |  | #VALUE! | 587 | #VALUE!
0.88 | -0.059421 | #VALUE! | #VALUE! | #VALUE! | #VALUE! |  | #VALUE! | 588 | #VALUE!
0.89 | -0.070624 | #VALUE! | #VALUE! | #VALUE! | #VALUE! |  | #VALUE! | 589 | #VALUE!
0.9 | -0.044042 | #VALUE! | #VALUE! | #VALUE! | #VALUE! |  | #VALUE! | 590 | #VALUE!
0.91 | 0.011367 | #VALUE! | #VALUE! | #VALUE! | #VALUE! |  | #VALUE! | 591 | #VALUE!
0.92 | 0.082852 | #VALUE! | #VALUE! | #VALUE! | #VALUE! |  | #VALUE! | 592 | #VALUE!
0.93 | -0.18428 | #VALUE! | #VALUE! | #VALUE! | #VALUE! |  | #VALUE! | 593 | #VALUE!
0.94 | -0.076019 | #VALUE! | #VALUE! | #VALUE! | #VALUE! |  | #VALUE! | 594 | #VALUE!
0.95 | 0.01525 | #VALUE! | #VALUE! | #VALUE! | #VALUE! |  | #VALUE! | 595 | #VALUE!
0.96 | 0.077623 | #VALUE! | #VALUE! | #VALUE! | #VALUE! |  | #VALUE! | 596 | #VALUE!
0.97 | 0.080081 | #VALUE! | #VALUE! | #VALUE! | #VALUE! |  | #VALUE! | 597 | #VALUE!
0.98 | 0.0054803 | #VALUE! | #VALUE! | #VALUE! | #VALUE! |  | #VALUE! | 598 | #VALUE!
0.99 | -0.1737 | #VALUE! | #VALUE! | #VALUE! | #VALUE! |  | #VALUE! | 599 | #VALUE!
1 | 0.079918 | #VALUE! | #VALUE! | #VALUE! | #VALUE! |  | #VALUE! | 600 | #VALUE!
1.01 | -0.020858 | #VALUE! | #VALUE! | #VALUE! | #VALUE! |  | #VALUE! | 601 | #VALUE!
1.02 | -0.034185 | #VALUE! | #VALUE! | #VALUE! | #VALUE! |  | #VALUE! | 602 | #VALUE!
1.03 | -0.061044 | #VALUE! | #VALUE! | #VALUE! | #VALUE! |  | #VALUE! | 603 | #VALUE!
1.04 | -0.041993 | #VALUE! | #VALUE! | #VALUE! | #VALUE! |  | #VALUE! | 604 | #VALUE!
1.05 | -0.03284 | #VALUE! | #VALUE! | #VALUE! | #VALUE! |  | #VALUE! | 605 | #VALUE!
1.06 | 0.12024 | #VALUE! | #VALUE! | #VALUE! | #VALUE! |  | #VALUE! | 606 | #VALUE!
1.07 | -0.14609 | #VALUE! | #VALUE! | #VALUE! | #VALUE! |  | #VALUE! | 607 | #VALUE!
1.08 | -0.071658 | #VALUE! | #VALUE! | #VALUE! | #VALUE! |  | #VALUE! | 608 | #VALUE!
1.09 | -0.11368 | #VALUE! | #VALUE! | #VALUE! | #VALUE! |  | #VALUE! | 609 | #VALUE!
1.1 | -0.17137 | #VALUE! | #VALUE! | #VALUE! | #VALUE! |  | #VALUE! | 610 | #VALUE!
1.11 | -0.030683 | #VALUE! | #VALUE! | #VALUE! | #VALUE! |  | #VALUE! | 611 | #VALUE!
1.12 | -0.13426 | #VALUE! | #VALUE! | #VALUE! | #VALUE! |  | #VALUE! | 612 | #VALUE!
1.13 | -0.088781 | #VALUE! | #VALUE! | #VALUE! | #VALUE! |  | #VALUE! | 613 | #VALUE!
1.14 | 0.12333 | #VALUE! | #VALUE! | #VALUE! | #VALUE! |  | #VALUE! | 614 | #VALUE!
1.15 | -0.1174 | #VALUE! | #VALUE! | #VALUE! | #VALUE! |  | #VALUE! | 615 | #VALUE!
1.16 | -0.11121 | #VALUE! | #VALUE! | #VALUE! | #VALUE! |  | #VALUE! | 616 | #VALUE!
1.17 | -0.1889 | #VALUE! | #VALUE! | #VALUE! | #VALUE! |  | #VALUE! | 617 | #VALUE!
1.18 | -0.050513 | #VALUE! | #VALUE! | #VALUE! | #VALUE! |  | #VALUE! | 618 | #VALUE!
1.19 | -0.18417 | #VALUE! | #VALUE! | #VALUE! | #VALUE! |  | #VALUE! | 619 | #VALUE!
1.2 | -0.13028 | #VALUE! | #VALUE! | #VALUE! | #VALUE! |  | #VALUE! | 620 | #VALUE!
1.21 | -0.05948 | #VALUE! | #VALUE! | #VALUE! | #VALUE! |  | #VALUE! | 621 | #VALUE!
1.22 | 0.012218 | #VALUE! | #VALUE! | #VALUE! | #VALUE! |  | #VALUE! | 622 | #VALUE!
1.23 | 0.074886 | #VALUE! | #VALUE! | #VALUE! | #VALUE! |  | #VALUE! | 623 | #VALUE!
1.24 | -0.19619 | #VALUE! | #VALUE! | #VALUE! | #VALUE! |  | #VALUE! | 624 | #VALUE!
1.25 | 0.088662 | #VALUE! | #VALUE! | #VALUE! | #VALUE! |  | #VALUE! | 625 | #VALUE!
1.26 | -0.097314 | #VALUE! | #VALUE! | #VALUE! | #VALUE! |  | #VALUE! | 626 | #VALUE!
1.27 | 0.092281 | #VALUE! | #VALUE! | #VALUE! | #VALUE! |  | #VALUE! | 627 | #VALUE!
1.28 | -0.16967 | #VALUE! | #VALUE! | #VALUE! | #VALUE! |  | #VALUE! | 628 | #VALUE!
1.29 | 0.043947 | #VALUE! | #VALUE! | #VALUE! | #VALUE! |  | #VALUE! | 629 | #VALUE!
1.3 | 0.093761 | #VALUE! | #VALUE! | #VALUE! | #VALUE! |  | #VALUE! | 630 | #VALUE!
1.31 | -0.15355 | #VALUE! | #VALUE! | #VALUE! | #VALUE! |  | #VALUE! | 631 | #VALUE!
1.32 | -0.096294 | #VALUE! | #VALUE! | #VALUE! | #VALUE! |  | #VALUE! | 632 | #VALUE!
1.33 | 0.010178 | #VALUE! | #VALUE! | #VALUE! | #VALUE! |  | #VALUE! | 633 | #VALUE!
1.34 | 0.07465 | #VALUE! | #VALUE! | #VALUE! | #VALUE! |  | #VALUE! | 634 | #VALUE!
1.35 | 0.10456 | #VALUE! | #VALUE! | #VALUE! | #VALUE! |  | #VALUE! | 635 | #VALUE!
1.36 | -0.12156 | #VALUE! | #VALUE! | #VALUE! | #VALUE! |  | #VALUE! | 636 | #VALUE!
1.37 | -0.1086 | #VALUE! | #VALUE! | #VALUE! | #VALUE! |  | #VALUE! | 637 | #VALUE!
1.38 | -0.096281 | #VALUE! | #VALUE! | #VALUE! | #VALUE! |  | #VALUE! | 638 | #VALUE!
1.39 | -0.049064 | #VALUE! | #VALUE! | #VALUE! | #VALUE! |  | #VALUE! | 639 | #VALUE!
1.4 | 0.10289 | #VALUE! | #VALUE! | #VALUE! | #VALUE! |  | #VALUE! | 640 | #VALUE!
1.41 | -0.18029 | #VALUE! | #VALUE! | #VALUE! | #VALUE! |  | #VALUE! | 641 | #VALUE!
1.42 | -0.11706 | #VALUE! | #VALUE! | #VALUE! | #VALUE! |  | #VALUE! | 642 | #VALUE!
1.43 | 0.052578 | #VALUE! | #VALUE! | #VALUE! | #VALUE! |  | #VALUE! | 643 | #VALUE!
1.44 | -0.1975 | #VALUE! | #VALUE! | #VALUE! | #VALUE! |  | #VALUE! | 644 | #VALUE!
1.45 | -0.13764 | #VALUE! | #VALUE! | #VALUE! | #VALUE! |  | #VALUE! | 645 | #VALUE!
1.46 | 0.040056 | #VALUE! | #VALUE! | #VALUE! | #VALUE! |  | #VALUE! | 646 | #VALUE!
1.47 | -0.061108 | #VALUE! | #VALUE! | #VALUE! | #VALUE! |  | #VALUE! | 647 | #VALUE!
1.48 | -0.10575 | #VALUE! | #VALUE! | #VALUE! | #VALUE! |  | #VALUE! | 648 | #VALUE!
1.49 | -0.032075 | #VALUE! | #VALUE! | #VALUE! | #VALUE! |  | #VALUE! | 649 | #VALUE!
1.5 | 0.012165 | #VALUE! | #VALUE! | #VALUE! | #VALUE! |  | #VALUE! | 650 | #VALUE!
1.51 | -0.020249 | #VALUE! | #VALUE! | #VALUE! | #VALUE! |  | #VALUE! | 651 | #VALUE!
1.52 | 0.084352 | #VALUE! | #VALUE! | #VALUE! | #VALUE! |  | #VALUE! | 652 | #VALUE!
1.53 | -0.14005 | #VALUE! | #VALUE! | #VALUE! | #VALUE! |  | #VALUE! | 653 | #VALUE!
1.54 | -0.073524 | #VALUE! | #VALUE! | #VALUE! | #VALUE! |  | #VALUE! | 654 | #VALUE!
1.55 | -0.15419 | #VALUE! | #VALUE! | #VALUE! | #VALUE! |  | #VALUE! | 655 | #VALUE!
1.56 | -0.091141 | #VALUE! | #VALUE! | #VALUE! | #VALUE! |  | #VALUE! | 656 | #VALUE!
1.57 | 0.12449 | #VALUE! | #VALUE! | #VALUE! | #VALUE! |  | #VALUE! | 657 | #VALUE!
1.58 | -0.15572 | #VALUE! | #VALUE! | #VALUE! | #VALUE! |  | #VALUE! | 658 | #VALUE!
1.59 | -0.13001 | #VALUE! | #VALUE! | #VALUE! | #VALUE! |  | #VALUE! | 659 | #VALUE!
1.6 | -0.026321 | #VALUE! | #VALUE! | #VALUE! | #VALUE! |  | #VALUE! | 660 | #VALUE!
1.61 | 0.0686 | #VALUE! | #VALUE! | #VALUE! | #VALUE! |  | #VALUE! | 661 | #VALUE!
1.62 | 0.058923 | #VALUE! | #VALUE! | #VALUE! | #VALUE! |  | #VALUE! | 662 | #VALUE!
1.63 | 0.059852 | #VALUE! | #VALUE! | #VALUE! | #VALUE! |  | #VALUE! | 663 | #VALUE!
1.64 | 0.064417 | #VALUE! | #VALUE! | #VALUE! | #VALUE! |  | #VALUE! | 664 | #VALUE!
1.65 | -0.18628 | #VALUE! | #VALUE! | #VALUE! | #VALUE! |  | #VALUE! | 665 | #VALUE!
1.66 | 0.065823 | #VALUE! | #VALUE! | #VALUE! | #VALUE! |  | #VALUE! | 666 | #VALUE!
1.67 | -0.097836 | #VALUE! | #VALUE! | #VALUE! | #VALUE! |  | #VALUE! | 667 | #VALUE!
1.68 | -0.08298 | #VALUE! | #VALUE! | #VALUE! | #VALUE! |  | #VALUE! | 668 | #VALUE!
1.69 | 0.0084687 | #VALUE! | #VALUE! | #VALUE! | #VALUE! |  | #VALUE! | 669 | #VALUE!
1.7 | -0.15107 | #VALUE! | #VALUE! | #VALUE! | #VALUE! |  | #VALUE! | 670 | #VALUE!
1.71 | 0.038538 | #VALUE! | #VALUE! | #VALUE! | #VALUE! |  | #VALUE! | 671 | #VALUE!
1.72 | -0.16359 | #VALUE! | #VALUE! | #VALUE! | #VALUE! |  | #VALUE! | 672 | #VALUE!
1.73 | -0.072284 | #VALUE! | #VALUE! | #VALUE! | #VALUE! |  | #VALUE! | 673 | #VALUE!
1.74 | 0.12147 | #VALUE! | #VALUE! | #VALUE! | #VALUE! |  | #VALUE! | 674 | #VALUE!
1.75 | -0.16355 | #VALUE! | #VALUE! | #VALUE! | #VALUE! |  | #VALUE! | 675 | #VALUE!
1.76 | -0.084565 | #VALUE! | #VALUE! | #VALUE! | #VALUE! |  | #VALUE! | 676 | #VALUE!
1.77 | -0.080336 | #VALUE! | #VALUE! | #VALUE! | #VALUE! |  | #VALUE! | 677 | #VALUE!
1.78 | -0.074014 | #VALUE! | #VALUE! | #VALUE! | #VALUE! |  | #VALUE! | 678 | #VALUE!
1.79 | -0.15043 | #VALUE! | #VALUE! | #VALUE! | #VALUE! |  | #VALUE! | 679 | #VALUE!
1.8 | -0.0079218 | #VALUE! | #VALUE! | #VALUE! | #VALUE! |  | #VALUE! | 680 | #VALUE!
1.81 | -0.16511 | #VALUE! | #VALUE! | #VALUE! | #VALUE! |  | #VALUE! | 681 | #VALUE!
1.82 | 0.12986 | #VALUE! | #VALUE! | #VALUE! | #VALUE! |  | #VALUE! | 682 | #VALUE!
1.83 | -0.067169 | #VALUE! | #VALUE! | #VALUE! | #VALUE! |  | #VALUE! | 683 | #VALUE!
1.84 | -0.028108 | #VALUE! | #VALUE! | #VALUE! | #VALUE! |  | #VALUE! | 684 | #VALUE!
1.85 | -0.0040535 | #VALUE! | #VALUE! | #VALUE! | #VALUE! |  | #VALUE! | 685 | #VALUE!
1.86 | -0.19436 | #VALUE! | #VALUE! | #VALUE! | #VALUE! |  | #VALUE! | 686 | #VALUE!
1.87 | 0.062737 | #VALUE! | #VALUE! | #VALUE! | #VALUE! |  | #VALUE! | 687 | #VALUE!
1.88 | -0.016246 | #VALUE! | #VALUE! | #VALUE! | #VALUE! |  | #VALUE! | 688 | #VALUE!
1.89 | 0.056686 | #VALUE! | #VALUE! | #VALUE! | #VALUE! |  | #VALUE! | 689 | #VALUE!
1.9 | -0.14836 | #VALUE! | #VALUE! | #VALUE! | #VALUE! |  | #VALUE! | 690 | #VALUE!
1.91 | 0.11407 | #VALUE! | #VALUE! | #VALUE! | #VALUE! |  | #VALUE! | 691 | #VALUE!
1.92 | -0.059254 | #VALUE! | #VALUE! | #VALUE! | #VALUE! |  | #VALUE! | 692 | #VALUE!
1.93 | -0.10875 | #VALUE! | #VALUE! | #VALUE! | #VALUE! |  | #VALUE! | 693 | #VALUE!
1.94 | 0.030304 | #VALUE! | #VALUE! | #VALUE! | #VALUE! |  | #VALUE! | 694 | #VALUE!
1.95 | -0.036818 | #VALUE! | #VALUE! | #VALUE! | #VALUE! |  | #VALUE! | 695 | #VALUE!
1.96 | -0.10804 | #VALUE! | #VALUE! | #VALUE! | #VALUE! |  | #VALUE! | 696 | #VALUE!
1.97 | -0.012353 | #VALUE! | #VALUE! | #VALUE! | #VALUE! |  | #VALUE! | 697 | #VALUE!
1.98 | -0.1992 | #VALUE! | #VALUE! | #VALUE! | #VALUE! |  | #VALUE! | 698 | #VALUE!
1.99 | -0.040134 | #VALUE! | #VALUE! | #VALUE! | #VALUE! |  | #VALUE! | 699 | #VALUE!
2 | 0.074526 | #VALUE! | #VALUE! | #VALUE! | #VALUE! |  | #VALUE! | 700 | #VALUE!
2.01 | -0.16248 | #VALUE! | #VALUE! | #VALUE! | #VALUE! |  | #VALUE! | 701 | #VALUE!
2.02 | -0.084769 | #VALUE! | #VALUE! | #VALUE! | #VALUE! |  | #VALUE! | 702 | #VALUE!
2.03 | -0.12224 | #VALUE! | #VALUE! | #VALUE! | #VALUE! |  | #VALUE! | 703 | #VALUE!
2.04 | -0.12745 | #VALUE! | #VALUE! | #VALUE! | #VALUE! |  | #VALUE! | 704 | #VALUE!
2.05 | -0.16108 | #VALUE! | #VALUE! | #VALUE! | #VALUE! |  | #VALUE! | 705 | #VALUE!
2.06 | -0.17434 | #VALUE! | #VALUE! | #VALUE! | #VALUE! |  | #VALUE! | 706 | #VALUE!
2.07 | -0.15587 | #VALUE! | #VALUE! | #VALUE! | #VALUE! |  | #VALUE! | 707 | #VALUE!
2.08 | -0.16819 | #VALUE! | #VALUE! | #VALUE! | #VALUE! |  | #VALUE! | 708 | #VALUE!
2.09 | -0.0034178 | #VALUE! | #VALUE! | #VALUE! | #VALUE! |  | #VALUE! | 709 | #VALUE!
2.1 | -0.11314 | #VALUE! | #VALUE! | #VALUE! | #VALUE! |  | #VALUE! | 710 | #VALUE!
2.11 | -0.19665 | #VALUE! | #VALUE! | #VALUE! | #VALUE! |  | #VALUE! | 711 | #VALUE!
2.12 | -0.07005 | #VALUE! | #VALUE! | #VALUE! | #VALUE! |  | #VALUE! | 712 | #VALUE!
2.13 | -0.16561 | #VALUE! | #VALUE! | #VALUE! | #VALUE! |  | #VALUE! | 713 | #VALUE!
2.14 | -0.12355 | #VALUE! | #VALUE! | #VALUE! | #VALUE! |  | #VALUE! | 714 | #VALUE!
2.15 | 0.12759 | #VALUE! | #VALUE! | #VALUE! | #VALUE! |  | #VALUE! | 715 | #VALUE!
2.16 | 0.1323 | #VALUE! | #VALUE! | #VALUE! | #VALUE! |  | #VALUE! | 716 | #VALUE!
2.17 | 0.10642 | #VALUE! | #VALUE! | #VALUE! | #VALUE! |  | #VALUE! | 717 | #VALUE!
2.18 | 0.10653 | #VALUE! | #VALUE! | #VALUE! | #VALUE! |  | #VALUE! | 718 | #VALUE!
2.19 | -0.15963 | #VALUE! | #VALUE! | #VALUE! | #VALUE! |  | #VALUE! | 719 | #VALUE!
2.2 | -0.1329 | #VALUE! | #VALUE! | #VALUE! | #VALUE! |  | #VALUE! | 720 | #VALUE!
2.21 | -0.028754 | #VALUE! | #VALUE! | #VALUE! | #VALUE! |  | #VALUE! | 721 | #VALUE!
2.22 | -0.040501 | #VALUE! | #VALUE! | #VALUE! | #VALUE! |  | #VALUE! | 722 | #VALUE!
2.23 | -0.14508 | #VALUE! | #VALUE! | #VALUE! | #VALUE! |  | #VALUE! | 723 | #VALUE!
2.24 | -0.1534 | #VALUE! | #VALUE! | #VALUE! | #VALUE! |  | #VALUE! | 724 | #VALUE!
2.25 | 0.00040622 | #VALUE! | #VALUE! | #VALUE! | #VALUE! |  | #VALUE! | 725 | #VALUE!
2.26 | 0.010797 | #VALUE! | #VALUE! | #VALUE! | #VALUE! |  | #VALUE! | 726 | #VALUE!
2.27 | 0.012943 | #VALUE! | #VALUE! | #VALUE! | #VALUE! |  | #VALUE! | 727 | #VALUE!
2.28 | 0.042329 | #VALUE! | #VALUE! | #VALUE! | #VALUE! |  | #VALUE! | 728 | #VALUE!
2.29 | 0.1163 | #VALUE! | #VALUE! | #VALUE! | #VALUE! |  | #VALUE! | 729 | #VALUE!
2.3 | -0.17682 | #VALUE! | #VALUE! | #VALUE! | #VALUE! |  | #VALUE! | 730 | #VALUE!
2.31 | -0.14806 | #VALUE! | #VALUE! | #VALUE! | #VALUE! |  | #VALUE! | 731 | #VALUE!
2.32 | -0.171 | #VALUE! | #VALUE! | #VALUE! | #VALUE! |  | #VALUE! | 732 | #VALUE!
2.33 | 0.10918 | #VALUE! | #VALUE! | #VALUE! | #VALUE! |  | #VALUE! | 733 | #VALUE!
2.34 | 0.041151 | #VALUE! | #VALUE! | #VALUE! | #VALUE! |  | #VALUE! | 734 | #VALUE!
2.35 | 0.068469 | #VALUE! | #VALUE! | #VALUE! | #VALUE! |  | #VALUE! | 735 | #VALUE!
2.36 | -0.092818 | #VALUE! | #VALUE! | #VALUE! | #VALUE! |  | #VALUE! | 736 | #VALUE!
2.37 | 0.028794 | #VALUE! | #VALUE! | #VALUE! | #VALUE! |  | #VALUE! | 737 | #VALUE!
2.38 | 0.030739 | #VALUE! | #VALUE! | #VALUE! | #VALUE! |  | #VALUE! | 738 | #VALUE!
2.39 | 0.071917 | #VALUE! | #VALUE! | #VALUE! | #VALUE! |  | #VALUE! | 739 | #VALUE!
2.4 | 0.0013277 | #VALUE! | #VALUE! | #VALUE! | #VALUE! |  | #VALUE! | 740 | #VALUE!
2.41 | -0.19507 | #VALUE! | #VALUE! | #VALUE! | #VALUE! |  | #VALUE! | 741 | #VALUE!
2.42 | 0.061055 | #VALUE! | #VALUE! | #VALUE! | #VALUE! |  | #VALUE! | 742 | #VALUE!
2.43 | -0.096073 | #VALUE! | #VALUE! | #VALUE! | #VALUE! |  | #VALUE! | 743 | #VALUE!
2.44 | 0.089416 | #VALUE! | #VALUE! | #VALUE! | #VALUE! |  | #VALUE! | 744 | #VALUE!
2.45 | 0.022986 | #VALUE! | #VALUE! | #VALUE! | #VALUE! |  | #VALUE! | 745 | #VALUE!
2.46 | 0.053802 | #VALUE! | #VALUE! | #VALUE! | #VALUE! |  | #VALUE! | 746 | #VALUE!
2.47 | 0.025126 | #VALUE! | #VALUE! | #VALUE! | #VALUE! |  | #VALUE! | 747 | #VALUE!
2.48 | 0.053628 | #VALUE! | #VALUE! | #VALUE! | #VALUE! |  | #VALUE! | 748 | #VALUE!
2.49 | 0.12108 | #VALUE! | #VALUE! | #VALUE! | #VALUE! |  | #VALUE! | 749 | #VALUE!
2.5 | 0.042683 | #VALUE! | #VALUE! | #VALUE! | #VALUE! |  | #VALUE! | 750 | #VALUE!
2.51 | 0.036427 | #VALUE! | #VALUE! | #VALUE! | #VALUE! |  | #VALUE! | 751 | #VALUE!
2.52 | -0.10484 | #VALUE! | #VALUE! | #VALUE! | #VALUE! |  | #VALUE! | 752 | #VALUE!
2.53 | 0.12564 | #VALUE! | #VALUE! | #VALUE! | #VALUE! |  | #VALUE! | 753 | #VALUE!
2.54 | 0.069801 | #VALUE! | #VALUE! | #VALUE! | #VALUE! |  | #VALUE! | 754 | #VALUE!
2.55 | 0.060668 | #VALUE! | #VALUE! | #VALUE! | #VALUE! |  | #VALUE! | 755 | #VALUE!
2.56 | 0.010474 | #VALUE! | #VALUE! | #VALUE! | #VALUE! |  | #VALUE! | 756 | #VALUE!
2.57 | -0.11053 | #VALUE! | #VALUE! | #VALUE! | #VALUE! |  | #VALUE! | 757 | #VALUE!
2.58 | -0.18716 | #VALUE! | #VALUE! | #VALUE! | #VALUE! |  | #VALUE! | 758 | #VALUE!
2.59 | 0.050741 | #VALUE! | #VALUE! | #VALUE! | #VALUE! |  | #VALUE! | 759 | #VALUE!
2.6 | -0.04395 | #VALUE! | #VALUE! | #VALUE! | #VALUE! |  | #VALUE! | 760 | #VALUE!
2.61 | 0.058333 | #VALUE! | #VALUE! | #VALUE! | #VALUE! |  | #VALUE! | 761 | #VALUE!
2.62 | 0.067306 | #VALUE! | #VALUE! | #VALUE! | #VALUE! |  | #VALUE! | 762 | #VALUE!
2.63 | -0.04307 | #VALUE! | #VALUE! | #VALUE! | #VALUE! |  | #VALUE! | 763 | #VALUE!
2.64 | -0.090073 | #VALUE! | #VALUE! | #VALUE! | #VALUE! |  | #VALUE! | 764 | #VALUE!
2.65 | 0.11788 | #VALUE! | #VALUE! | #VALUE! | #VALUE! |  | #VALUE! | 765 | #VALUE!
2.66 | 0.059416 | #VALUE! | #VALUE! | #VALUE! | #VALUE! |  | #VALUE! | 766 | #VALUE!
2.67 | -0.14876 | #VALUE! | #VALUE! | #VALUE! | #VALUE! |  | #VALUE! | 767 | #VALUE!
2.68 | -0.09885 | #VALUE! | #VALUE! | #VALUE! | #VALUE! |  | #VALUE! | 768 | #VALUE!
2.69 | -0.13536 | #VALUE! | #VALUE! | #VALUE! | #VALUE! |  | #VALUE! | 769 | #VALUE!
2.7 | -0.08389 | #VALUE! | #VALUE! | #VALUE! | #VALUE! |  | #VALUE! | 770 | #VALUE!
2.71 | -0.17082 | #VALUE! | #VALUE! | #VALUE! | #VALUE! |  | #VALUE! | 771 | #VALUE!
2.72 | -0.012289 | #VALUE! | #VALUE! | #VALUE! | #VALUE! |  | #VALUE! | 772 | #VALUE!
2.73 | 0.013985 | #VALUE! | #VALUE! | #VALUE! | #VALUE! |  | #VALUE! | 773 | #VALUE!
2.74 | -0.021538 | #VALUE! | #VALUE! | #VALUE! | #VALUE! |  | #VALUE! | 774 | #VALUE!
2.75 | -0.1137 | #VALUE! | #VALUE! | #VALUE! | #VALUE! |  | #VALUE! | 775 | #VALUE!
2.76 | 0.075745 | #VALUE! | #VALUE! | #VALUE! | #VALUE! |  | #VALUE! | 776 | #VALUE!
2.77 | -0.036744 | #VALUE! | #VALUE! | #VALUE! | #VALUE! |  | #VALUE! | 777 | #VALUE!
2.78 | -0.032725 | #VALUE! | #VALUE! | #VALUE! | #VALUE! |  | #VALUE! | 778 | #VALUE!
2.79 | 0.01506 | #VALUE! | #VALUE! | #VALUE! | #VALUE! |  | #VALUE! | 779 | #VALUE!
2.8 | -0.037692 | #VALUE! | #VALUE! | #VALUE! | #VALUE! |  | #VALUE! | 780 | #VALUE!
2.81 | -0.065561 | #VALUE! | #VALUE! | #VALUE! | #VALUE! |  | #VALUE! | 781 | #VALUE!
2.82 | 0.096563 | #VALUE! | #VALUE! | #VALUE! | #VALUE! |  | #VALUE! | 782 | #VALUE!
2.83 | -0.17874 | #VALUE! | #VALUE! | #VALUE! | #VALUE! |  | #VALUE! | 783 | #VALUE!
2.84 | 0.11032 | #VALUE! | #VALUE! | #VALUE! | #VALUE! |  | #VALUE! | 784 | #VALUE!
2.85 | -0.043921 | #VALUE! | #VALUE! | #VALUE! | #VALUE! |  | #VALUE! | 785 | #VALUE!
2.86 | -0.10852 | #VALUE! | #VALUE! | #VALUE! | #VALUE! |  | #VALUE! | 786 | #VALUE!
2.87 | -0.18084 | #VALUE! | #VALUE! | #VALUE! | #VALUE! |  | #VALUE! | 787 | #VALUE!
2.88 | -0.033525 | #VALUE! | #VALUE! | #VALUE! | #VALUE! |  | #VALUE! | 788 | #VALUE!
2.89 | -0.080057 | #VALUE! | #VALUE! | #VALUE! | #VALUE! |  | #VALUE! | 789 | #VALUE!
2.9 | 0.11164 | #VALUE! | #VALUE! | #VALUE! | #VALUE! |  | #VALUE! | 790 | #VALUE!
2.91 | 0.059324 | #VALUE! | #VALUE! | #VALUE! | #VALUE! |  | #VALUE! | 791 | #VALUE!
2.92 | -0.093868 | #VALUE! | #VALUE! | #VALUE! | #VALUE! |  | #VALUE! | 792 | #VALUE!
2.93 | -0.14261 | #VALUE! | #VALUE! | #VALUE! | #VALUE! |  | #VALUE! | 793 | #VALUE!
2.94 | -0.079721 | #VALUE! | #VALUE! | #VALUE! | #VALUE! |  | #VALUE! | 794 | #VALUE!
2.95 | -0.17571 | #VALUE! | #VALUE! | #VALUE! | #VALUE! |  | #VALUE! | 795 | #VALUE!
2.96 | -0.17647 | #VALUE! | #VALUE! | #VALUE! | #VALUE! |  | #VALUE! | 796 | #VALUE!
2.97 | -0.054149 | #VALUE! | #VALUE! | #VALUE! | #VALUE! |  | #VALUE! | 797 | #VALUE!
2.98 | -0.020845 | #VALUE! | #VALUE! | #VALUE! | #VALUE! |  | #VALUE! | 798 | #VALUE!
2.99 | 0.076145 | #VALUE! | #VALUE! | #VALUE! | #VALUE! |  | #VALUE! | 799 | #VALUE!
3 | -0.092028 | #VALUE! | #VALUE! | #VALUE! | #VALUE! |  | #VALUE! | 800 | #VALUE!
3.01 | -0.14082 | #VALUE! | #VALUE! | #VALUE! | #VALUE! |  | #VALUE! | 801 | #VALUE!
3.02 | -0.054903 | #VALUE! | #VALUE! | #VALUE! | #VALUE! |  | #VALUE! | 802 | #VALUE!
3.03 | -0.06541 | #VALUE! | #VALUE! | #VALUE! | #VALUE! |  | #VALUE! | 803 | #VALUE!
3.04 | -0.14232 | #VALUE! | #VALUE! | #VALUE! | #VALUE! |  | #VALUE! | 804 | #VALUE!
3.05 | 0.11518 | #VALUE! | #VALUE! | #VALUE! | #VALUE! |  | #VALUE! | 805 | #VALUE!
3.06 | -0.11295 | #VALUE! | #VALUE! | #VALUE! | #VALUE! |  | #VALUE! | 806 | #VALUE!
3.07 | -0.012496 | #VALUE! | #VALUE! | #VALUE! | #VALUE! |  | #VALUE! | 807 | #VALUE!
3.08 | -0.021756 | #VALUE! | #VALUE! | #VALUE! | #VALUE! |  | #VALUE! | 808 | #VALUE!
3.09 | -0.086112 | #VALUE! | #VALUE! | #VALUE! | #VALUE! |  | #VALUE! | 809 | #VALUE!
3.1 | -0.10986 | #VALUE! | #VALUE! | #VALUE! | #VALUE! |  | #VALUE! | 810 | #VALUE!
3.11 | 0.073442 | #VALUE! | #VALUE! | #VALUE! | #VALUE! |  | #VALUE! | 811 | #VALUE!
3.12 | 0.038295 | #VALUE! | #VALUE! | #VALUE! | #VALUE! |  | #VALUE! | 812 | #VALUE!
3.13 | -0.027581 | #VALUE! | #VALUE! | #VALUE! | #VALUE! |  | #VALUE! | 813 | #VALUE!
3.14 | 0.10314 | #VALUE! | #VALUE! | #VALUE! | #VALUE! |  | #VALUE! | 814 | #VALUE!
3.15 | 0.018171 | #VALUE! | #VALUE! | #VALUE! | #VALUE! |  | #VALUE! | 815 | #VALUE!
3.16 | 0.0948 | #VALUE! | #VALUE! | #VALUE! | #VALUE! |  | #VALUE! | 816 | #VALUE!
3.17 | -0.011321 | #VALUE! | #VALUE! | #VALUE! | #VALUE! |  | #VALUE! | 817 | #VALUE!
3.18 | -0.15323 | #VALUE! | #VALUE! | #VALUE! | #VALUE! |  | #VALUE! | 818 | #VALUE!
3.19 | 0.082116 | #VALUE! | #VALUE! | #VALUE! | #VALUE! |  | #VALUE! | 819 | #VALUE!
3.2 | -0.074305 | #VALUE! | #VALUE! | #VALUE! | #VALUE! |  | #VALUE! | 820 | #VALUE!
3.21 | -0.14751 | #VALUE! | #VALUE! | #VALUE! | #VALUE! |  | #VALUE! | 821 | #VALUE!
3.22 | 0.035741 | #VALUE! | #VALUE! | #VALUE! | #VALUE! |  | #VALUE! | 822 | #VALUE!
3.23 | -0.18033 | #VALUE! | #VALUE! | #VALUE! | #VALUE! |  | #VALUE! | 823 | #VALUE!
3.24 | 0.012285 | #VALUE! | #VALUE! | #VALUE! | #VALUE! |  | #VALUE! | 824 | #VALUE!
3.25 | 0.061272 | #VALUE! | #VALUE! | #VALUE! | #VALUE! |  | #VALUE! | 825 | #VALUE!
3.26 | -0.17405 | #VALUE! | #VALUE! | #VALUE! | #VALUE! |  | #VALUE! | 826 | #VALUE!
3.27 | -0.16122 | #VALUE! | #VALUE! | #VALUE! | #VALUE! |  | #VALUE! | 827 | #VALUE!
3.28 | 0.065626 | #VALUE! | #VALUE! | #VALUE! | #VALUE! |  | #VALUE! | 828 | #VALUE!
3.29 | -0.073342 | #VALUE! | #VALUE! | #VALUE! | #VALUE! |  | #VALUE! | 829 | #VALUE!
3.3 | -0.059891 | #VALUE! | #VALUE! | #VALUE! | #VALUE! |  | #VALUE! | 830 | #VALUE!
3.31 | -0.16692 | #VALUE! | #VALUE! | #VALUE! | #VALUE! |  | #VALUE! | 831 | #VALUE!
3.32 | 0.080162 | #VALUE! | #VALUE! | #VALUE! | #VALUE! |  | #VALUE! | 832 | #VALUE!
3.33 | -0.021647 | #VALUE! | #VALUE! | #VALUE! | #VALUE! |  | #VALUE! | 833 | #VALUE!
3.34 | -0.16485 | #VALUE! | #VALUE! | #VALUE! | #VALUE! |  | #VALUE! | 834 | #VALUE!
3.35 | -0.028769 | #VALUE! | #VALUE! | #VALUE! | #VALUE! |  | #VALUE! | 835 | #VALUE!
3.36 | -0.12182 | #VALUE! | #VALUE! | #VALUE! | #VALUE! |  | #VALUE! | 836 | #VALUE!
3.37 | -0.10884 | #VALUE! | #VALUE! | #VALUE! | #VALUE! |  | #VALUE! | 837 | #VALUE!
3.38 | 0.12842 | #VALUE! | #VALUE! | #VALUE! | #VALUE! |  | #VALUE! | 838 | #VALUE!
3.39 | 0.11011 | #VALUE! | #VALUE! | #VALUE! | #VALUE! |  | #VALUE! | 839 | #VALUE!
3.4 | 0.1095 | #VALUE! | #VALUE! | #VALUE! | #VALUE! |  | #VALUE! | 840 | #VALUE!
3.41 | -0.035186 | #VALUE! | #VALUE! | #VALUE! | #VALUE! |  | #VALUE! | 841 | #VALUE!
3.42 | 0.023518 | #VALUE! | #VALUE! | #VALUE! | #VALUE! |  | #VALUE! | 842 | #VALUE!
3.43 | -0.12722 | #VALUE! | #VALUE! | #VALUE! | #VALUE! |  | #VALUE! | 843 | #VALUE!
3.44 | -0.0055708 | #VALUE! | #VALUE! | #VALUE! | #VALUE! |  | #VALUE! | 844 | #VALUE!
3.45 | -0.088938 | #VALUE! | #VALUE! | #VALUE! | #VALUE! |  | #VALUE! | 845 | #VALUE!
3.46 | -0.058743 | #VALUE! | #VALUE! | #VALUE! | #VALUE! |  | #VALUE! | 846 | #VALUE!
3.47 | 0.027991 | #VALUE! | #VALUE! | #VALUE! | #VALUE! |  | #VALUE! | 847 | #VALUE!
3.48 | -0.13553 | #VALUE! | #VALUE! | #VALUE! | #VALUE! |  | #VALUE! | 848 | #VALUE!
3.49 | -0.065464 | #VALUE! | #VALUE! | #VALUE! | #VALUE! |  | #VALUE! | 849 | #VALUE!
3.5 | -0.19577 | #VALUE! | #VALUE! | #VALUE! | #VALUE! |  | #VALUE! | 850 | #VALUE!
3.51 | 0.12557 | #VALUE! | #VALUE! | #VALUE! | #VALUE! |  | #VALUE! | 851 | #VALUE!
3.52 | -0.05268 | #VALUE! | #VALUE! | #VALUE! | #VALUE! |  | #VALUE! | 852 | #VALUE!
3.53 | -0.11739 | #VALUE! | #VALUE! | #VALUE! | #VALUE! |  | #VALUE! | 853 | #VALUE!
3.54 | -0.18402 | #VALUE! | #VALUE! | #VALUE! | #VALUE! |  | #VALUE! | 854 | #VALUE!
3.55 | 0.0053604 | #VALUE! | #VALUE! | #VALUE! | #VALUE! |  | #VALUE! | 855 | #VALUE!
3.56 | 0.038363 | #VALUE! | #VALUE! | #VALUE! | #VALUE! |  | #VALUE! | 856 | #VALUE!
3.57 | 0.034614 | #VALUE! | #VALUE! | #VALUE! | #VALUE! |  | #VALUE! | 857 | #VALUE!
3.58 | -0.051325 | #VALUE! | #VALUE! | #VALUE! | #VALUE! |  | #VALUE! | 858 | #VALUE!
3.59 | 0.080175 | #VALUE! | #VALUE! | #VALUE! | #VALUE! |  | #VALUE! | 859 | #VALUE!
3.6 | -0.19439 | #VALUE! | #VALUE! | #VALUE! | #VALUE! |  | #VALUE! | 860 | #VALUE!
3.61 | -0.12946 | #VALUE! | #VALUE! | #VALUE! | #VALUE! |  | #VALUE! | 861 | #VALUE!
3.62 | -0.091017 | #VALUE! | #VALUE! | #VALUE! | #VALUE! |  | #VALUE! | 862 | #VALUE!
3.63 | -0.085464 | #VALUE! | #VALUE! | #VALUE! | #VALUE! |  | #VALUE! | 863 | #VALUE!
3.64 | -0.17483 | #VALUE! | #VALUE! | #VALUE! | #VALUE! |  | #VALUE! | 864 | #VALUE!
3.65 | -0.16083 | #VALUE! | #VALUE! | #VALUE! | #VALUE! |  | #VALUE! | 865 | #VALUE!
3.66 | -0.092431 | #VALUE! | #VALUE! | #VALUE! | #VALUE! |  | #VALUE! | 866 | #VALUE!
3.67 | -0.15274 | #VALUE! | #VALUE! | #VALUE! | #VALUE! |  | #VALUE! | 867 | #VALUE!
3.68 | 0.095835 | #VALUE! | #VALUE! | #VALUE! | #VALUE! |  | #VALUE! | 868 | #VALUE!
3.69 | -0.15367 | #VALUE! | #VALUE! | #VALUE! | #VALUE! |  | #VALUE! | 869 | #VALUE!
3.7 | -0.047687 | #VALUE! | #VALUE! | #VALUE! | #VALUE! |  | #VALUE! | 870 | #VALUE!
3.71 | 0.082767 | #VALUE! | #VALUE! | #VALUE! | #VALUE! |  | #VALUE! | 871 | #VALUE!
3.72 | 0.078719 | #VALUE! | #VALUE! | #VALUE! | #VALUE! |  | #VALUE! | 872 | #VALUE!
3.73 | -0.10501 | #VALUE! | #VALUE! | #VALUE! | #VALUE! |  | #VALUE! | 873 | #VALUE!
3.74 | -0.1621 | #VALUE! | #VALUE! | #VALUE! | #VALUE! |  | #VALUE! | 874 | #VALUE!
3.75 | 0.080932 | #VALUE! | #VALUE! | #VALUE! | #VALUE! |  | #VALUE! | 875 | #VALUE!
3.76 | -0.076177 | #VALUE! | #VALUE! | #VALUE! | #VALUE! |  | #VALUE! | 876 | #VALUE!
3.77 | 0.052983 | #VALUE! | #VALUE! | #VALUE! | #VALUE! |  | #VALUE! | 877 | #VALUE!
3.78 | -0.063022 | #VALUE! | #VALUE! | #VALUE! | #VALUE! |  | #VALUE! | 878 | #VALUE!
3.79 | 0.13275 | #VALUE! | #VALUE! | #VALUE! | #VALUE! |  | #VALUE! | 879 | #VALUE!
3.8 | -0.077146 | #VALUE! | #VALUE! | #VALUE! | #VALUE! |  | #VALUE! | 880 | #VALUE!
3.81 | -0.038395 | #VALUE! | #VALUE! | #VALUE! | #VALUE! |  | #VALUE! | 881 | #VALUE!
3.82 | -0.14976 | #VALUE! | #VALUE! | #VALUE! | #VALUE! |  | #VALUE! | 882 | #VALUE!
3.83 | -0.19667 | #VALUE! | #VALUE! | #VALUE! | #VALUE! |  | #VALUE! | 883 | #VALUE!
3.84 | -0.16961 | #VALUE! | #VALUE! | #VALUE! | #VALUE! |  | #VALUE! | 884 | #VALUE!
3.85 | 0.052115 | #VALUE! | #VALUE! | #VALUE! | #VALUE! |  | #VALUE! | 885 | #VALUE!
3.86 | -0.038313 | #VALUE! | #VALUE! | #VALUE! | #VALUE! |  | #VALUE! | 886 | #VALUE!
3.87 | -0.16724 | #VALUE! | #VALUE! | #VALUE! | #VALUE! |  | #VALUE! | 887 | #VALUE!
3.88 | 0.057701 | #VALUE! | #VALUE! | #VALUE! | #VALUE! |  | #VALUE! | 888 | #VALUE!
3.89 | 0.030842 | #VALUE! | #VALUE! | #VALUE! | #VALUE! |  | #VALUE! | 889 | #VALUE!
3.9 | -0.1298 | #VALUE! | #VALUE! | #VALUE! | #VALUE! |  | #VALUE! | 890 | #VALUE!
3.91 | -0.15956 | #VALUE! | #VALUE! | #VALUE! | #VALUE! |  | #VALUE! | 891 | #VALUE!
3.92 | -0.063301 | #VALUE! | #VALUE! | #VALUE! | #VALUE! |  | #VALUE! | 892 | #VALUE!
3.93 | 0.0085662 | #VALUE! | #VALUE! | #VALUE! | #VALUE! |  | #VALUE! | 893 | #VALUE!
3.94 | 0.053893 | #VALUE! | #VALUE! | #VALUE! | #VALUE! |  | #VALUE! | 894 | #VALUE!
3.95 | 0.095229 | #VALUE! | #VALUE! | #VALUE! | #VALUE! |  | #VALUE! | 895 | #VALUE!
3.96 | -0.095198 | #VALUE! | #VALUE! | #VALUE! | #VALUE! |  | #VALUE! | 896 | #VALUE!
3.97 | 0.13265 | #VALUE! | #VALUE! | #VALUE! | #VALUE! |  | #VALUE! | 897 | #VALUE!
3.98 | -0.10678 | #VALUE! | #VALUE! | #VALUE! | #VALUE! |  | #VALUE! | 898 | #VALUE!
3.99 | 0.077679 | #VALUE! | #VALUE! | #VALUE! | #VALUE! |  | #VALUE! | 899 | #VALUE!
4 | -0.0022679 | #VALUE! | #VALUE! | #VALUE! | #VALUE! |  | #VALUE! | 900 | #VALUE!
4.01 | -0.014933 | #VALUE! | #VALUE! | #VALUE! | #VALUE! |  | #VALUE! | 901 | #VALUE!
4.02 | -0.026595 | #VALUE! | #VALUE! | #VALUE! | #VALUE! |  | #VALUE! | 902 | #VALUE!
4.03 | -0.16175 | #VALUE! | #VALUE! | #VALUE! | #VALUE! |  | #VALUE! | 903 | #VALUE!
4.04 | -0.016855 | #VALUE! | #VALUE! | #VALUE! | #VALUE! |  | #VALUE! | 904 | #VALUE!
4.05 | -0.010334 | #VALUE! | #VALUE! | #VALUE! | #VALUE! |  | #VALUE! | 905 | #VALUE!
4.06 | 0.1302 | #VALUE! | #VALUE! | #VALUE! | #VALUE! |  | #VALUE! | 906 | #VALUE!
4.07 | -0.0093928 | #VALUE! | #VALUE! | #VALUE! | #VALUE! |  | #VALUE! | 907 | #VALUE!
4.08 | -0.0989 | #VALUE! | #VALUE! | #VALUE! | #VALUE! |  | #VALUE! | 908 | #VALUE!
4.09 | 0.080363 | #VALUE! | #VALUE! | #VALUE! | #VALUE! |  | #VALUE! | 909 | #VALUE!
4.1 | -0.037484 | #VALUE! | #VALUE! | #VALUE! | #VALUE! |  | #VALUE! | 910 | #VALUE!
4.11 | 0.10895 | #VALUE! | #VALUE! | #VALUE! | #VALUE! |  | #VALUE! | 911 | #VALUE!
4.12 | -0.18905 | #VALUE! | #VALUE! | #VALUE! | #VALUE! |  | #VALUE! | 912 | #VALUE!
4.13 | -0.19656 | #VALUE! | #VALUE! | #VALUE! | #VALUE! |  | #VALUE! | 913 | #VALUE!
4.14 | -0.17655 | #VALUE! | #VALUE! | #VALUE! | #VALUE! |  | #VALUE! | 914 | #VALUE!
4.15 | 0.047616 | #VALUE! | #VALUE! | #VALUE! | #VALUE! |  | #VALUE! | 915 | #VALUE!
4.16 | -0.17558 | #VALUE! | #VALUE! | #VALUE! | #VALUE! |  | #VALUE! | 916 | #VALUE!
4.17 | 0.075317 | #VALUE! | #VALUE! | #VALUE! | #VALUE! |  | #VALUE! | 917 | #VALUE!
4.18 | 0.094554 | #VALUE! | #VALUE! | #VALUE! | #VALUE! |  | #VALUE! | 918 | #VALUE!
4.19 | -0.091683 | #VALUE! | #VALUE! | #VALUE! | #VALUE! |  | #VALUE! | 919 | #VALUE!
4.2 | -0.19401 | #VALUE! | #VALUE! | #VALUE! | #VALUE! |  | #VALUE! | 920 | #VALUE!
4.21 | -0.031174 | #VALUE! | #VALUE! | #VALUE! | #VALUE! |  | #VALUE! | 921 | #VALUE!
4.22 | -0.10762 | #VALUE! | #VALUE! | #VALUE! | #VALUE! |  | #VALUE! | 922 | #VALUE!
4.23 | -0.03782 | #VALUE! | #VALUE! | #VALUE! | #VALUE! |  | #VALUE! | 923 | #VALUE!
4.24 | 0.055158 | #VALUE! | #VALUE! | #VALUE! | #VALUE! |  | #VALUE! | 924 | #VALUE!
4.25 | -0.15245 | #VALUE! | #VALUE! | #VALUE! | #VALUE! |  | #VALUE! | 925 | #VALUE!
4.26 | -0.17448 | #VALUE! | #VALUE! | #VALUE! | #VALUE! |  | #VALUE! | 926 | #VALUE!
4.27 | -0.06486 | #VALUE! | #VALUE! | #VALUE! | #VALUE! |  | #VALUE! | 927 | #VALUE!
4.28 | 0.12654 | #VALUE! | #VALUE! | #VALUE! | #VALUE! |  | #VALUE! | 928 | #VALUE!
4.29 | 0.039579 | #VALUE! | #VALUE! | #VALUE! | #VALUE! |  | #VALUE! | 929 | #VALUE!
4.3 | -0.010659 | #VALUE! | #VALUE! | #VALUE! | #VALUE! |  | #VALUE! | 930 | #VALUE!
4.31 | -0.061339 | #VALUE! | #VALUE! | #VALUE! | #VALUE! |  | #VALUE! | 931 | #VALUE!
4.32 | -0.1051 | #VALUE! | #VALUE! | #VALUE! | #VALUE! |  | #VALUE! | 932 | #VALUE!
4.33 | -0.0044034 | #VALUE! | #VALUE! | #VALUE! | #VALUE! |  | #VALUE! | 933 | #VALUE!
4.34 | 0.026143 | #VALUE! | #VALUE! | #VALUE! | #VALUE! |  | #VALUE! | 934 | #VALUE!
4.35 | 0.088434 | #VALUE! | #VALUE! | #VALUE! | #VALUE! |  | #VALUE! | 935 | #VALUE!
4.36 | -0.1074 | #VALUE! | #VALUE! | #VALUE! | #VALUE! |  | #VALUE! | 936 | #VALUE!
4.37 | -0.024966 | #VALUE! | #VALUE! | #VALUE! | #VALUE! |  | #VALUE! | 937 | #VALUE!
4.38 | -0.05377 | #VALUE! | #VALUE! | #VALUE! | #VALUE! |  | #VALUE! | 938 | #VALUE!
4.39 | 0.12639 | #VALUE! | #VALUE! | #VALUE! | #VALUE! |  | #VALUE! | 939 | #VALUE!
4.4 | 0.035818 | #VALUE! | #VALUE! | #VALUE! | #VALUE! |  | #VALUE! | 940 | #VALUE!
4.41 | -0.11647 | #VALUE! | #VALUE! | #VALUE! | #VALUE! |  | #VALUE! | 941 | #VALUE!
4.42 | -0.11228 | #VALUE! | #VALUE! | #VALUE! | #VALUE! |  | #VALUE! | 942 | #VALUE!
4.43 | 0.089745 | #VALUE! | #VALUE! | #VALUE! | #VALUE! |  | #VALUE! | 943 | #VALUE!
4.44 | 0.061045 | #VALUE! | #VALUE! | #VALUE! | #VALUE! |  | #VALUE! | 944 | #VALUE!
4.45 | 0.069949 | #VALUE! | #VALUE! | #VALUE! | #VALUE! |  | #VALUE! | 945 | #VALUE!
4.46 | 0.12741 | #VALUE! | #VALUE! | #VALUE! | #VALUE! |  | #VALUE! | 946 | #VALUE!
4.47 | 0.08402 | #VALUE! | #VALUE! | #VALUE! | #VALUE! |  | #VALUE! | 947 | #VALUE!
4.48 | 0.068976 | #VALUE! | #VALUE! | #VALUE! | #VALUE! |  | #VALUE! | 948 | #VALUE!
4.49 | -0.18083 | #VALUE! | #VALUE! | #VALUE! | #VALUE! |  | #VALUE! | 949 | #VALUE!
4.5 | -0.014832 | #VALUE! | #VALUE! | #VALUE! | #VALUE! |  | #VALUE! | 950 | #VALUE!
4.51 | -0.19968 | #VALUE! | #VALUE! | #VALUE! | #VALUE! |  | #VALUE! | 951 | #VALUE!
4.52 | -0.17479 | #VALUE! | #VALUE! | #VALUE! | #VALUE! |  | #VALUE! | 952 | #VALUE!
4.53 | -0.052191 | #VALUE! | #VALUE! | #VALUE! | #VALUE! |  | #VALUE! | 953 | #VALUE!
4.54 | -0.19275 | #VALUE! | #VALUE! | #VALUE! | #VALUE! |  | #VALUE! | 954 | #VALUE!
4.55 | -0.061668 | #VALUE! | #VALUE! | #VALUE! | #VALUE! |  | #VALUE! | 955 | #VALUE!
4.56 | 0.1031 | #VALUE! | #VALUE! | #VALUE! | #VALUE! |  | #VALUE! | 956 | #VALUE!
4.57 | -0.1691 | #VALUE! | #VALUE! | #VALUE! | #VALUE! |  | #VALUE! | 957 | #VALUE!
4.58 | 0.11077 | #VALUE! | #VALUE! | #VALUE! | #VALUE! |  | #VALUE! | 958 | #VALUE!
4.59 | -0.093074 | #VALUE! | #VALUE! | #VALUE! | #VALUE! |  | #VALUE! | 959 | #VALUE!
4.6 | 0.13289 | #VALUE! | #VALUE! | #VALUE! | #VALUE! |  | #VALUE! | 960 | #VALUE!
4.61 | -0.1351 | #VALUE! | #VALUE! | #VALUE! | #VALUE! |  | #VALUE! | 961 | #VALUE!
4.62 | -0.0023933 | #VALUE! | #VALUE! | #VALUE! | #VALUE! |  | #VALUE! | 962 | #VALUE!
4.63 | 0.13174 | #VALUE! | #VALUE! | #VALUE! | #VALUE! |  | #VALUE! | 963 | #VALUE!
4.64 | -0.13913 | #VALUE! | #VALUE! | #VALUE! | #VALUE! |  | #VALUE! | 964 | #VALUE!
4.65 | -0.0726 | #VALUE! | #VALUE! | #VALUE! | #VALUE! |  | #VALUE! | 965 | #VALUE!
4.66 | -0.12664 | #VALUE! | #VALUE! | #VALUE! | #VALUE! |  | #VALUE! | 966 | #VALUE!
4.67 | 0.11993 | #VALUE! | #VALUE! | #VALUE! | #VALUE! |  | #VALUE! | 967 | #VALUE!
4.68 | -0.057293 | #VALUE! | #VALUE! | #VALUE! | #VALUE! |  | #VALUE! | 968 | #VALUE!
4.69 | -0.086318 | #VALUE! | #VALUE! | #VALUE! | #VALUE! |  | #VALUE! | 969 | #VALUE!
4.7 | -0.081838 | #VALUE! | #VALUE! | #VALUE! | #VALUE! |  | #VALUE! | 970 | #VALUE!
4.71 | 0.021722 | #VALUE! | #VALUE! | #VALUE! | #VALUE! |  | #VALUE! | 971 | #VALUE!
4.72 | 0.12352 | #VALUE! | #VALUE! | #VALUE! | #VALUE! |  | #VALUE! | 972 | #VALUE!
4.73 | 0.017496 | #VALUE! | #VALUE! | #VALUE! | #VALUE! |  | #VALUE! | 973 | #VALUE!
4.74 | 0.054431 | #VALUE! | #VALUE! | #VALUE! | #VALUE! |  | #VALUE! | 974 | #VALUE!
4.75 | -0.17435 | #VALUE! | #VALUE! | #VALUE! | #VALUE! |  | #VALUE! | 975 | #VALUE!
4.76 | -0.16274 | #VALUE! | #VALUE! | #VALUE! | #VALUE! |  | #VALUE! | 976 | #VALUE!
4.77 | -0.15961 | #VALUE! | #VALUE! | #VALUE! | #VALUE! |  | #VALUE! | 977 | #VALUE!
4.78 | 0.088091 | #VALUE! | #VALUE! | #VALUE! | #VALUE! |  | #VALUE! | 978 | #VALUE!
4.79 | -0.0033455 | #VALUE! | #VALUE! | #VALUE! | #VALUE! |  | #VALUE! | 979 | #VALUE!
4.8 | -0.096444 | #VALUE! | #VALUE! | #VALUE! | #VALUE! |  | #VALUE! | 980 | #VALUE!
4.81 | 0.079488 | #VALUE! | #VALUE! | #VALUE! | #VALUE! |  | #VALUE! | 981 | #VALUE!
4.82 | -0.010672 | #VALUE! | #VALUE! | #VALUE! | #VALUE! |  | #VALUE! | 982 | #VALUE!
4.83 | -0.020302 | #VALUE! | #VALUE! | #VALUE! | #VALUE! |  | #VALUE! | 983 | #VALUE!
4.84 | -0.12896 | #VALUE! | #VALUE! | #VALUE! | #VALUE! |  | #VALUE! | 984 | #VALUE!
4.85 | -0.16551 | #VALUE! | #VALUE! | #VALUE! | #VALUE! |  | #VALUE! | 985 | #VALUE!
4.86 | 0.044727 | #VALUE! | #VALUE! | #VALUE! | #VALUE! |  | #VALUE! | 986 | #VALUE!
4.87 | -0.11818 | #VALUE! | #VALUE! | #VALUE! | #VALUE! |  | #VALUE! | 987 | #VALUE!
4.88 | -0.091511 | #VALUE! | #VALUE! | #VALUE! | #VALUE! |  | #VALUE! | 988 | #VALUE!
4.89 | 0.072734 | #VALUE! | #VALUE! | #VALUE! | #VALUE! |  | #VALUE! | 989 | #VALUE!
4.9 | -0.035102 | #VALUE! | #VALUE! | #VALUE! | #VALUE! |  | #VALUE! | 990 | #VALUE!
4.91 | 0.06797 | #VALUE! | #VALUE! | #VALUE! | #VALUE! |  | #VALUE! | 991 | #VALUE!
4.92 | 0.11754 | #VALUE! | #VALUE! | #VALUE! | #VALUE! |  | #VALUE! | 992 | #VALUE!
4.93 | 0.056759 | #VALUE! | #VALUE! | #VALUE! | #VALUE! |  | #VALUE! | 993 | #VALUE!
4.94 | -0.15817 | #VALUE! | #VALUE! | #VALUE! | #VALUE! |  | #VALUE! | 994 | #VALUE!
4.95 | -0.11147 | #VALUE! | #VALUE! | #VALUE! | #VALUE! |  | #VALUE! | 995 | #VALUE!
4.96 | -0.18005 | #VALUE! | #VALUE! | #VALUE! | #VALUE! |  | #VALUE! | 996 | #VALUE!
4.97 | -0.14926 | #VALUE! | #VALUE! | #VALUE! | #VALUE! |  | #VALUE! | 997 | #VALUE!
4.98 | -0.043059 | #VALUE! | #VALUE! | #VALUE! | #VALUE! |  | #VALUE! | 998 | #VALUE!
4.99 | -0.11414 | #VALUE! | #VALUE! | #VALUE! | #VALUE! |  | #VALUE! | 999 | #VALUE!
5 | -0.15119 | #VALUE! | #VALUE! | #VALUE! | #VALUE! |  | #VALUE! | 1000 | #VALUE!
5.01 | 0.048092 | #VALUE! | #VALUE! | #VALUE! | #VALUE! |  | #VALUE! | 1001 | #VALUE!
5.02 | 0.063879 | #VALUE! | #VALUE! | #VALUE! | #VALUE! |  | #VALUE! | 1002 | #VALUE!
5.03 | 0.13216 | #VALUE! | #VALUE! | #VALUE! | #VALUE! |  | #VALUE! | 1003 | #VALUE!
5.04 | 0.083934 | #VALUE! | #VALUE! | #VALUE! | #VALUE! |  | #VALUE! | 1004 | #VALUE!
5.05 | -0.18298 | #VALUE! | #VALUE! | #VALUE! | #VALUE! |  | #VALUE! | 1005 | #VALUE!
5.06 | -0.082014 | #VALUE! | #VALUE! | #VALUE! | #VALUE! |  | #VALUE! | 1006 | #VALUE!
5.07 | -0.049716 | #VALUE! | #VALUE! | #VALUE! | #VALUE! |  | #VALUE! | 1007 | #VALUE!
5.08 | -0.091611 | #VALUE! | #VALUE! | #VALUE! | #VALUE! |  | #VALUE! | 1008 | #VALUE!
5.09 | -0.077873 | #VALUE! | #VALUE! | #VALUE! | #VALUE! |  | #VALUE! | 1009 | #VALUE!
5.1 | -0.08083 | #VALUE! | #VALUE! | #VALUE! | #VALUE! |  | #VALUE! | 1010 | #VALUE!
5.11 | -0.044797 | #VALUE! | #VALUE! | #VALUE! | #VALUE! |  | #VALUE! | 1011 | #VALUE!
5.12 | -0.13591 | #VALUE! | #VALUE! | #VALUE! | #VALUE! |  | #VALUE! | 1012 | #VALUE!
5.13 | -0.092698 | #VALUE! | #VALUE! | #VALUE! | #VALUE! |  | #VALUE! | 1013 | #VALUE!
5.14 | -0.045581 | #VALUE! | #VALUE! | #VALUE! | #VALUE! |  | #VALUE! | 1014 | #VALUE!
5.15 | 0.057602 | #VALUE! | #VALUE! | #VALUE! | #VALUE! |  | #VALUE! | 1015 | #VALUE!
5.16 | -0.094669 | #VALUE! | #VALUE! | #VALUE! | #VALUE! |  | #VALUE! | 1016 | #VALUE!
5.17 | -0.030816 | #VALUE! | #VALUE! | #VALUE! | #VALUE! |  | #VALUE! | 1017 | #VALUE!
5.18 | -0.1611 | #VALUE! | #VALUE! | #VALUE! | #VALUE! |  | #VALUE! | 1018 | #VALUE!
5.19 | -0.17332 | #VALUE! | #VALUE! | #VALUE! | #VALUE! |  | #VALUE! | 1019 | #VALUE!
5.2 | -0.05487 | #VALUE! | #VALUE! | #VALUE! | #VALUE! |  | #VALUE! | 1020 | #VALUE!
5.21 | -0.087635 | #VALUE! | #VALUE! | #VALUE! | #VALUE! |  | #VALUE! | 1021 | #VALUE!
5.22 | 0.10562 | #VALUE! | #VALUE! | #VALUE! | #VALUE! |  | #VALUE! | 1022 | #VALUE!
5.23 | -0.0402 | #VALUE! | #VALUE! | #VALUE! | #VALUE! |  | #VALUE! | 1023 | #VALUE!
5.24 | -0.13256 | #VALUE! | #VALUE! | #VALUE! | #VALUE! |  | #VALUE! | 1024 | #VALUE!
5.25 | -0.11237 | #VALUE! | #VALUE! | #VALUE! | #VALUE! |  | #VALUE! | 1025 | #VALUE!
5.26 | -0.012194 | #VALUE! | #VALUE! | #VALUE! | #VALUE! |  | #VALUE! | 1026 | #VALUE!
5.27 | -0.02632 | #VALUE! | #VALUE! | #VALUE! | #VALUE! |  | #VALUE! | 1027 | #VALUE!
5.28 | -0.14705 | #VALUE! | #VALUE! | #VALUE! | #VALUE! |  | #VALUE! | 1028 | #VALUE!
5.29 | -0.053172 | #VALUE! | #VALUE! | #VALUE! | #VALUE! |  | #VALUE! | 1029 | #VALUE!
5.3 | -0.1179 | #VALUE! | #VALUE! | #VALUE! | #VALUE! |  | #VALUE! | 1030 | #VALUE!
5.31 | -0.16002 | #VALUE! | #VALUE! | #VALUE! | #VALUE! |  | #VALUE! | 1031 | #VALUE!
5.32 | -0.065311 | #VALUE! | #VALUE! | #VALUE! | #VALUE! |  | #VALUE! | 1032 | #VALUE!
5.33 | -0.0025045 | #VALUE! | #VALUE! | #VALUE! | #VALUE! |  | #VALUE! | 1033 | #VALUE!
5.34 | 0.047441 | #VALUE! | #VALUE! | #VALUE! | #VALUE! |  | #VALUE! | 1034 | #VALUE!
5.35 | -0.0075549 | #VALUE! | #VALUE! | #VALUE! | #VALUE! |  | #VALUE! | 1035 | #VALUE!
5.36 | 0.060414 | #VALUE! | #VALUE! | #VALUE! | #VALUE! |  | #VALUE! | 1036 | #VALUE!
5.37 | -0.003293 | #VALUE! | #VALUE! | #VALUE! | #VALUE! |  | #VALUE! | 1037 | #VALUE!
5.38 | -0.10954 | #VALUE! | #VALUE! | #VALUE! | #VALUE! |  | #VALUE! | 1038 | #VALUE!
5.39 | -0.12484 | #VALUE! | #VALUE! | #VALUE! | #VALUE! |  | #VALUE! | 1039 | #VALUE!
5.4 | -0.089565 | #VALUE! | #VALUE! | #VALUE! | #VALUE! |  | #VALUE! | 1040 | #VALUE!
5.41 | -0.16776 | #VALUE! | #VALUE! | #VALUE! | #VALUE! |  | #VALUE! | 1041 | #VALUE!
5.42 | -0.041003 | #VALUE! | #VALUE! | #VALUE! | #VALUE! |  | #VALUE! | 1042 | #VALUE!
5.43 | 0.090948 | #VALUE! | #VALUE! | #VALUE! | #VALUE! |  | #VALUE! | 1043 | #VALUE!
5.44 | -0.11654 | #VALUE! | #VALUE! | #VALUE! | #VALUE! |  | #VALUE! | 1044 | #VALUE!
5.45 | -0.093035 | #VALUE! | #VALUE! | #VALUE! | #VALUE! |  | #VALUE! | 1045 | #VALUE!
5.46 | 0.10606 | #VALUE! | #VALUE! | #VALUE! | #VALUE! |  | #VALUE! | 1046 | #VALUE!
5.47 | 0.022172 | #VALUE! | #VALUE! | #VALUE! | #VALUE! |  | #VALUE! | 1047 | #VALUE!
5.48 | -0.12988 | #VALUE! | #VALUE! | #VALUE! | #VALUE! |  | #VALUE! | 1048 | #VALUE!
5.49 | 0.12957 | #VALUE! | #VALUE! | #VALUE! | #VALUE! |  | #VALUE! | 1049 | #VALUE!
5.5 | -0.13468 | #VALUE! | #VALUE! | #VALUE! | #VALUE! |  | #VALUE! | 1050 | #VALUE!
5.51 | 0.078634 | #VALUE! | #VALUE! | #VALUE! | #VALUE! |  | #VALUE! | 1051 | #VALUE!
5.52 | -0.18539 | #VALUE! | #VALUE! | #VALUE! | #VALUE! |  | #VALUE! | 1052 | #VALUE!
5.53 | 0.00025295 | #VALUE! | #VALUE! | #VALUE! | #VALUE! |  | #VALUE! | 1053 | #VALUE!
5.54 | 0.012524 | #VALUE! | #VALUE! | #VALUE! | #VALUE! |  | #VALUE! | 1054 | #VALUE!
5.55 | -0.19189 | #VALUE! | #VALUE! | #VALUE! | #VALUE! |  | #VALUE! | 1055 | #VALUE!
5.56 | 0.1278 | #VALUE! | #VALUE! | #VALUE! | #VALUE! |  | #VALUE! | 1056 | #VALUE!
5.57 | -0.11168 | #VALUE! | #VALUE! | #VALUE! | #VALUE! |  | #VALUE! | 1057 | #VALUE!
5.58 | 0.048269 | #VALUE! | #VALUE! | #VALUE! | #VALUE! |  | #VALUE! | 1058 | #VALUE!
5.59 | -0.17307 | #VALUE! | #VALUE! | #VALUE! | #VALUE! |  | #VALUE! | 1059 | #VALUE!
5.6 | 0.034015 | #VALUE! | #VALUE! | #VALUE! | #VALUE! |  | #VALUE! | 1060 | #VALUE!
5.61 | 0.027071 | #VALUE! | #VALUE! | #VALUE! | #VALUE! |  | #VALUE! | 1061 | #VALUE!
5.62 | 0.029186 | #VALUE! | #VALUE! | #VALUE! | #VALUE! |  | #VALUE! | 1062 | #VALUE!
5.63 | -0.062047 | #VALUE! | #VALUE! | #VALUE! | #VALUE! |  | #VALUE! | 1063 | #VALUE!
5.64 | 0.010056 | #VALUE! | #VALUE! | #VALUE! | #VALUE! |  | #VALUE! | 1064 | #VALUE!
5.65 | 0.018988 | #VALUE! | #VALUE! | #VALUE! | #VALUE! |  | #VALUE! | 1065 | #VALUE!
5.66 | -0.058391 | #VALUE! | #VALUE! | #VALUE! | #VALUE! |  | #VALUE! | 1066 | #VALUE!
5.67 | -0.18271 | #VALUE! | #VALUE! | #VALUE! | #VALUE! |  | #VALUE! | 1067 | #VALUE!
5.68 | 0.0066419 | #VALUE! | #VALUE! | #VALUE! | #VALUE! |  | #VALUE! | 1068 | #VALUE!
5.69 | -0.15279 | #VALUE! | #VALUE! | #VALUE! | #VALUE! |  | #VALUE! | 1069 | #VALUE!
5.7 | -0.082074 | #VALUE! | #VALUE! | #VALUE! | #VALUE! |  | #VALUE! | 1070 | #VALUE!
5.71 | 0.011467 | #VALUE! | #VALUE! | #VALUE! | #VALUE! |  | #VALUE! | 1071 | #VALUE!
5.72 | 0.07414 | #VALUE! | #VALUE! | #VALUE! | #VALUE! |  | #VALUE! | 1072 | #VALUE!
5.73 | -0.046993 | #VALUE! | #VALUE! | #VALUE! | #VALUE! |  | #VALUE! | 1073 | #VALUE!
5.74 | -0.15837 | #VALUE! | #VALUE! | #VALUE! | #VALUE! |  | #VALUE! | 1074 | #VALUE!
5.75 | -0.061036 | #VALUE! | #VALUE! | #VALUE! | #VALUE! |  | #VALUE! | 1075 | #VALUE!
5.76 | -0.18275 | #VALUE! | #VALUE! | #VALUE! | #VALUE! |  | #VALUE! | 1076 | #VALUE!
5.77 | -0.16083 | #VALUE! | #VALUE! | #VALUE! | #VALUE! |  | #VALUE! | 1077 | #VALUE!
5.78 | 0.0022619 | #VALUE! | #VALUE! | #VALUE! | #VALUE! |  | #VALUE! | 1078 | #VALUE!
5.79 | 0.013565 | #VALUE! | #VALUE! | #VALUE! | #VALUE! |  | #VALUE! | 1079 | #VALUE!
5.8 | -0.18115 | #VALUE! | #VALUE! | #VALUE! | #VALUE! |  | #VALUE! | 1080 | #VALUE!
5.81 | 0.12527 | #VALUE! | #VALUE! | #VALUE! | #VALUE! |  | #VALUE! | 1081 | #VALUE!
5.82 | -0.032302 | #VALUE! | #VALUE! | #VALUE! | #VALUE! |  | #VALUE! | 1082 | #VALUE!
5.83 | 0.10048 | #VALUE! | #VALUE! | #VALUE! | #VALUE! |  | #VALUE! | 1083 | #VALUE!
5.84 | 0.11639 | #VALUE! | #VALUE! | #VALUE! | #VALUE! |  | #VALUE! | 1084 | #VALUE!
5.85 | -0.16086 | #VALUE! | #VALUE! | #VALUE! | #VALUE! |  | #VALUE! | 1085 | #VALUE!
5.86 | 0.093627 | #VALUE! | #VALUE! | #VALUE! | #VALUE! |  | #VALUE! | 1086 | #VALUE!
5.87 | 0.013923 | #VALUE! | #VALUE! | #VALUE! | #VALUE! |  | #VALUE! | 1087 | #VALUE!
5.88 | -0.1644 | #VALUE! | #VALUE! | #VALUE! | #VALUE! |  | #VALUE! | 1088 | #VALUE!
5.89 | 0.053882 | #VALUE! | #VALUE! | #VALUE! | #VALUE! |  | #VALUE! | 1089 | #VALUE!
5.9 | -0.1883 | #VALUE! | #VALUE! | #VALUE! | #VALUE! |  | #VALUE! | 1090 | #VALUE!
5.91 | 0.068264 | #VALUE! | #VALUE! | #VALUE! | #VALUE! |  | #VALUE! | 1091 | #VALUE!
5.92 | 0.088595 | #VALUE! | #VALUE! | #VALUE! | #VALUE! |  | #VALUE! | 1092 | #VALUE!
5.93 | -0.018456 | #VALUE! | #VALUE! | #VALUE! | #VALUE! |  | #VALUE! | 1093 | #VALUE!
5.94 | 0.036413 | #VALUE! | #VALUE! | #VALUE! | #VALUE! |  | #VALUE! | 1094 | #VALUE!
5.95 | -0.11608 | #VALUE! | #VALUE! | #VALUE! | #VALUE! |  | #VALUE! | 1095 | #VALUE!
5.96 | -0.074789 | #VALUE! | #VALUE! | #VALUE! | #VALUE! |  | #VALUE! | 1096 | #VALUE!
5.97 | -0.1643 | #VALUE! | #VALUE! | #VALUE! | #VALUE! |  | #VALUE! | 1097 | #VALUE!
5.98 | -0.13663 | #VALUE! | #VALUE! | #VALUE! | #VALUE! |  | #VALUE! | 1098 | #VALUE!
5.99 | -0.16144 | #VALUE! | #VALUE! | #VALUE! | #VALUE! |  | #VALUE! | 1099 | #VALUE!
6 | 0.07143 | #VALUE! | #VALUE! | #VALUE! | #VALUE! |  | #VALUE! | 1100 | #VALUE!
6.01 | 0.037896 | #VALUE! | #VALUE! | #VALUE! | #VALUE! |  | #VALUE! | 1101 | #VALUE!
6.02 | -0.19221 | #VALUE! | #VALUE! | #VALUE! | #VALUE! |  | #VALUE! | 1102 | #VALUE!
6.03 | -0.0040381 | #VALUE! | #VALUE! | #VALUE! | #VALUE! |  | #VALUE! | 1103 | #VALUE!
6.04 | -0.10345 | #VALUE! | #VALUE! | #VALUE! | #VALUE! |  | #VALUE! | 1104 | #VALUE!
6.05 | -0.19622 | #VALUE! | #VALUE! | #VALUE! | #VALUE! |  | #VALUE! | 1105 | #VALUE!
6.06 | -0.072006 | #VALUE! | #VALUE! | #VALUE! | #VALUE! |  | #VALUE! | 1106 | #VALUE!
6.07 | 0.085887 | #VALUE! | #VALUE! | #VALUE! | #VALUE! |  | #VALUE! | 1107 | #VALUE!
6.08 | 0.0045799 | #VALUE! | #VALUE! | #VALUE! | #VALUE! |  | #VALUE! | 1108 | #VALUE!
6.09 | -0.058247 | #VALUE! | #VALUE! | #VALUE! | #VALUE! |  | #VALUE! | 1109 | #VALUE!
6.1 | 0.11781 | #VALUE! | #VALUE! | #VALUE! | #VALUE! |  | #VALUE! | 1110 | #VALUE!
6.11 | -0.068928 | #VALUE! | #VALUE! | #VALUE! | #VALUE! |  | #VALUE! | 1111 | #VALUE!
6.12 | 0.10624 | #VALUE! | #VALUE! | #VALUE! | #VALUE! |  | #VALUE! | 1112 | #VALUE!
6.13 | 0.050664 | #VALUE! | #VALUE! | #VALUE! | #VALUE! |  | #VALUE! | 1113 | #VALUE!
6.14 | -0.14061 | #VALUE! | #VALUE! | #VALUE! | #VALUE! |  | #VALUE! | 1114 | #VALUE!
6.15 | -0.19315 | #VALUE! | #VALUE! | #VALUE! | #VALUE! |  | #VALUE! | 1115 | #VALUE!
6.16 | 0.08069 | #VALUE! | #VALUE! | #VALUE! | #VALUE! |  | #VALUE! | 1116 | #VALUE!
6.17 | 0.093182 | #VALUE! | #VALUE! | #VALUE! | #VALUE! |  | #VALUE! | 1117 | #VALUE!
6.18 | -0.028541 | #VALUE! | #VALUE! | #VALUE! | #VALUE! |  | #VALUE! | 1118 | #VALUE!
6.19 | -0.0047795 | #VALUE! | #VALUE! | #VALUE! | #VALUE! |  | #VALUE! | 1119 | #VALUE!
6.2 | -0.091468 | #VALUE! | #VALUE! | #VALUE! | #VALUE! |  | #VALUE! | 1120 | #VALUE!
6.21 | -0.032164 | #VALUE! | #VALUE! | #VALUE! | #VALUE! |  | #VALUE! | 1121 | #VALUE!
6.22 | -0.098063 | #VALUE! | #VALUE! | #VALUE! | #VALUE! |  | #VALUE! | 1122 | #VALUE!
6.23 | -0.15699 | #VALUE! | #VALUE! | #VALUE! | #VALUE! |  | #VALUE! | 1123 | #VALUE!
6.24 | 0.075232 | #VALUE! | #VALUE! | #VALUE! | #VALUE! |  | #VALUE! | 1124 | #VALUE!
6.25 | 0.0069639 | #VALUE! | #VALUE! | #VALUE! | #VALUE! |  | #VALUE! | 1125 | #VALUE!
6.26 | 0.11809 | #VALUE! | #VALUE! | #VALUE! | #VALUE! |  | #VALUE! | 1126 | #VALUE!
6.27 | -0.14289 | #VALUE! | #VALUE! | #VALUE! | #VALUE! |  | #VALUE! | 1127 | #VALUE!
6.28 | 0.017267 | #VALUE! | #VALUE! | #VALUE! | #VALUE! |  | #VALUE! | 1128 | #VALUE!
6.29 | 0.032998 | #VALUE! | #VALUE! | #VALUE! | #VALUE! |  | #VALUE! | 1129 | #VALUE!
6.3 | -0.18054 | #VALUE! | #VALUE! | #VALUE! | #VALUE! |  | #VALUE! | 1130 | #VALUE!
6.31 | 0.060823 | #VALUE! | #VALUE! | #VALUE! | #VALUE! |  | #VALUE! | 1131 | #VALUE!
6.32 | 0.12644 | #VALUE! | #VALUE! | #VALUE! | #VALUE! |  | #VALUE! | 1132 | #VALUE!
6.33 | -0.12329 | #VALUE! | #VALUE! | #VALUE! | #VALUE! |  | #VALUE! | 1133 | #VALUE!
6.34 | -0.10733 | #VALUE! | #VALUE! | #VALUE! | #VALUE! |  | #VALUE! | 1134 | #VALUE!
6.35 | -1.4893e-05 | #VALUE! | #VALUE! | #VALUE! | #VALUE! |  | #VALUE! | 1135 | #VALUE!
6.36 | -0.0059286 | #VALUE! | #VALUE! | #VALUE! | #VALUE! |  | #VALUE! | 1136 | #VALUE!
6.37 | 0.11151 | #VALUE! | #VALUE! | #VALUE! | #VALUE! |  | #VALUE! | 1137 | #VALUE!
6.38 | -0.1182 | #VALUE! | #VALUE! | #VALUE! | #VALUE! |  | #VALUE! | 1138 | #VALUE!
6.39 | -0.039914 | #VALUE! | #VALUE! | #VALUE! | #VALUE! |  | #VALUE! | 1139 | #VALUE!
6.4 | 0.10151 | #VALUE! | #VALUE! | #VALUE! | #VALUE! |  | #VALUE! | 1140 | #VALUE!
6.41 | -0.16582 | #VALUE! | #VALUE! | #VALUE! | #VALUE! |  | #VALUE! | 1141 | #VALUE!
6.42 | -0.021093 | #VALUE! | #VALUE! | #VALUE! | #VALUE! |  | #VALUE! | 1142 | #VALUE!
6.43 | -0.16944 | #VALUE! | #VALUE! | #VALUE! | #VALUE! |  | #VALUE! | 1143 | #VALUE!
6.44 | -0.0013232 | #VALUE! | #VALUE! | #VALUE! | #VALUE! |  | #VALUE! | 1144 | #VALUE!
6.45 | -0.039675 | #VALUE! | #VALUE! | #VALUE! | #VALUE! |  | #VALUE! | 1145 | #VALUE!
6.46 | -0.12258 | #VALUE! | #VALUE! | #VALUE! | #VALUE! |  | #VALUE! | 1146 | #VALUE!
6.47 | -0.029608 | #VALUE! | #VALUE! | #VALUE! | #VALUE! |  | #VALUE! | 1147 | #VALUE!
6.48 | 0.085956 | #VALUE! | #VALUE! | #VALUE! | #VALUE! |  | #VALUE! | 1148 | #VALUE!
6.49 | 0.064776 | #VALUE! | #VALUE! | #VALUE! | #VALUE! |  | #VALUE! | 1149 | #VALUE!
6.5 | 0.0011019 | #VALUE! | #VALUE! | #VALUE! | #VALUE! |  | #VALUE! | 1150 | #VALUE!
6.51 | 0.032885 | #VALUE! | #VALUE! | #VALUE! | #VALUE! |  | #VALUE! | 1151 | #VALUE!
6.52 | 0.014326 | #VALUE! | #VALUE! | #VALUE! | #VALUE! |  | #VALUE! | 1152 | #VALUE!
6.53 | 0.12581 | #VALUE! | #VALUE! | #VALUE! | #VALUE! |  | #VALUE! | 1153 | #VALUE!
6.54 | 0.12615 | #VALUE! | #VALUE! | #VALUE! | #VALUE! |  | #VALUE! | 1154 | #VALUE!
6.55 | -0.13742 | #VALUE! | #VALUE! | #VALUE! | #VALUE! |  | #VALUE! | 1155 | #VALUE!
6.56 | -0.011664 | #VALUE! | #VALUE! | #VALUE! | #VALUE! |  | #VALUE! | 1156 | #VALUE!
6.57 | 0.1279 | #VALUE! | #VALUE! | #VALUE! | #VALUE! |  | #VALUE! | 1157 | #VALUE!
6.58 | -0.099428 | #VALUE! | #VALUE! | #VALUE! | #VALUE! |  | #VALUE! | 1158 | #VALUE!
6.59 | -0.14131 | #VALUE! | #VALUE! | #VALUE! | #VALUE! |  | #VALUE! | 1159 | #VALUE!
6.6 | -0.13593 | #VALUE! | #VALUE! | #VALUE! | #VALUE! |  | #VALUE! | 1160 | #VALUE!
6.61 | -0.17724 | #VALUE! | #VALUE! | #VALUE! | #VALUE! |  | #VALUE! | 1161 | #VALUE!
6.62 | 0.11401 | #VALUE! | #VALUE! | #VALUE! | #VALUE! |  | #VALUE! | 1162 | #VALUE!
6.63 | -0.039458 | #VALUE! | #VALUE! | #VALUE! | #VALUE! |  | #VALUE! | 1163 | #VALUE!
6.64 | 0.12518 | #VALUE! | #VALUE! | #VALUE! | #VALUE! |  | #VALUE! | 1164 | #VALUE!
6.65 | -0.083395 | #VALUE! | #VALUE! | #VALUE! | #VALUE! |  | #VALUE! | 1165 | #VALUE!
6.66 | 0.020646 | #VALUE! | #VALUE! | #VALUE! | #VALUE! |  | #VALUE! | 1166 | #VALUE!
6.67 | 0.036852 | #VALUE! | #VALUE! | #VALUE! | #VALUE! |  | #VALUE! | 1167 | #VALUE!
6.68 | -0.17398 | #VALUE! | #VALUE! | #VALUE! | #VALUE! |  | #VALUE! | 1168 | #VALUE!
6.69 | 0.029166 | #VALUE! | #VALUE! | #VALUE! | #VALUE! |  | #VALUE! | 1169 | #VALUE!
6.7 | -0.1669 | #VALUE! | #VALUE! | #VALUE! | #VALUE! |  | #VALUE! | 1170 | #VALUE!
6.71 | -0.057637 | #VALUE! | #VALUE! | #VALUE! | #VALUE! |  | #VALUE! | 1171 | #VALUE!
6.72 | 0.077553 | #VALUE! | #VALUE! | #VALUE! | #VALUE! |  | #VALUE! | 1172 | #VALUE!
6.73 | 0.054194 | #VALUE! | #VALUE! | #VALUE! | #VALUE! |  | #VALUE! | 1173 | #VALUE!
6.74 | 0.12219 | #VALUE! | #VALUE! | #VALUE! | #VALUE! |  | #VALUE! | 1174 | #VALUE!
6.75 | -0.024457 | #VALUE! | #VALUE! | #VALUE! | #VALUE! |  | #VALUE! | 1175 | #VALUE!
6.76 | -0.01585 | #VALUE! | #VALUE! | #VALUE! | #VALUE! |  | #VALUE! | 1176 | #VALUE!
6.77 | 0.12893 | #VALUE! | #VALUE! | #VALUE! | #VALUE! |  | #VALUE! | 1177 | #VALUE!
6.78 | 0.11299 | #VALUE! | #VALUE! | #VALUE! | #VALUE! |  | #VALUE! | 1178 | #VALUE!
6.79 | -0.12544 | #VALUE! | #VALUE! | #VALUE! | #VALUE! |  | #VALUE! | 1179 | #VALUE!
6.8 | 0.090719 | #VALUE! | #VALUE! | #VALUE! | #VALUE! |  | #VALUE! | 1180 | #VALUE!
6.81 | -0.044058 | #VALUE! | #VALUE! | #VALUE! | #VALUE! |  | #VALUE! | 1181 | #VALUE!
6.82 | 0.014779 | #VALUE! | #VALUE! | #VALUE! | #VALUE! |  | #VALUE! | 1182 | #VALUE!
6.83 | 0.0329 | #VALUE! | #VALUE! | #VALUE! | #VALUE! |  | #VALUE! | 1183 | #VALUE!
6.84 | -0.11344 | #VALUE! | #VALUE! | #VALUE! | #VALUE! |  | #VALUE! | 1184 | #VALUE!
6.85 | 0.045124 | #VALUE! | #VALUE! | #VALUE! | #VALUE! |  | #VALUE! | 1185 | #VALUE!
6.86 | -0.073215 | #VALUE! | #VALUE! | #VALUE! | #VALUE! |  | #VALUE! | 1186 | #VALUE!
6.87 | -0.046801 | #VALUE! | #VALUE! | #VALUE! | #VALUE! |  | #VALUE! | 1187 | #VALUE!
6.88 | -0.069545 | #VALUE! | #VALUE! | #VALUE! | #VALUE! |  | #VALUE! | 1188 | #VALUE!
6.89 | -0.18401 | #VALUE! | #VALUE! | #VALUE! | #VALUE! |  | #VALUE! | 1189 | #VALUE!
6.9 | -0.14211 | #VALUE! | #VALUE! | #VALUE! | #VALUE! |  | #VALUE! | 1190 | #VALUE!
6.91 | -0.1 | #VALUE! | #VALUE! | #VALUE! | #VALUE! |  | #VALUE! | 1191 | #VALUE!
6.92 | -0.04274 | #VALUE! | #VALUE! | #VALUE! | #VALUE! |  | #VALUE! | 1192 | #VALUE!
6.93 | -0.18169 | #VALUE! | #VALUE! | #VALUE! | #VALUE! |  | #VALUE! | 1193 | #VALUE!
6.94 | -0.055431 | #VALUE! | #VALUE! | #VALUE! | #VALUE! |  | #VALUE! | 1194 | #VALUE!
6.95 | 0.043124 | #VALUE! | #VALUE! | #VALUE! | #VALUE! |  | #VALUE! | 1195 | #VALUE!
6.96 | -0.15692 | #VALUE! | #VALUE! | #VALUE! | #VALUE! |  | #VALUE! | 1196 | #VALUE!
6.97 | -0.061305 | #VALUE! | #VALUE! | #VALUE! | #VALUE! |  | #VALUE! | 1197 | #VALUE!
6.98 | -0.1551 | #VALUE! | #VALUE! | #VALUE! | #VALUE! |  | #VALUE! | 1198 | #VALUE!
6.99 | -0.018177 | #VALUE! | #VALUE! | #VALUE! | #VALUE! |  | #VALUE! | 1199 | #VALUE!
7 | -0.16013 | #VALUE! | #VALUE! | #VALUE! | #VALUE! |  | #VALUE! | 1200 | #VALUE!
7.01 | 0.10683 | #VALUE! | #VALUE! | #VALUE! | #VALUE! |  | #VALUE! | 1201 | #VALUE!
7.02 | 0.063853 | #VALUE! | #VALUE! | #VALUE! | #VALUE! |  | #VALUE! | 1202 | #VALUE!
7.03 | 0.076119 | #VALUE! | #VALUE! | #VALUE! | #VALUE! |  | #VALUE! | 1203 | #VALUE!
7.04 | -0.13056 | #VALUE! | #VALUE! | #VALUE! | #VALUE! |  | #VALUE! | 1204 | #VALUE!
7.05 | -0.19322 | #VALUE! | #VALUE! | #VALUE! | #VALUE! |  | #VALUE! | 1205 | #VALUE!
7.06 | -0.06148 | #VALUE! | #VALUE! | #VALUE! | #VALUE! |  | #VALUE! | 1206 | #VALUE!
7.07 | -0.010169 | #VALUE! | #VALUE! | #VALUE! | #VALUE! |  | #VALUE! | 1207 | #VALUE!
7.08 | 0.089533 | #VALUE! | #VALUE! | #VALUE! | #VALUE! |  | #VALUE! | 1208 | #VALUE!
7.09 | -0.020615 | #VALUE! | #VALUE! | #VALUE! | #VALUE! |  | #VALUE! | 1209 | #VALUE!
7.1 | 0.08182 | #VALUE! | #VALUE! | #VALUE! | #VALUE! |  | #VALUE! | 1210 | #VALUE!
7.11 | 0.09201 | #VALUE! | #VALUE! | #VALUE! | #VALUE! |  | #VALUE! | 1211 | #VALUE!
7.12 | 0.090371 | #VALUE! | #VALUE! | #VALUE! | #VALUE! |  | #VALUE! | 1212 | #VALUE!
7.13 | -0.17544 | #VALUE! | #VALUE! | #VALUE! | #VALUE! |  | #VALUE! | 1213 | #VALUE!
7.14 | 0.11618 | #VALUE! | #VALUE! | #VALUE! | #VALUE! |  | #VALUE! | 1214 | #VALUE!
7.15 | -0.19253 | #VALUE! | #VALUE! | #VALUE! | #VALUE! |  | #VALUE! | 1215 | #VALUE!
7.16 | 0.025479 | #VALUE! | #VALUE! | #VALUE! | #VALUE! |  | #VALUE! | 1216 | #VALUE!
7.17 | 0.11093 | #VALUE! | #VALUE! | #VALUE! | #VALUE! |  | #VALUE! | 1217 | #VALUE!
7.18 | 0.11309 | #VALUE! | #VALUE! | #VALUE! | #VALUE! |  | #VALUE! | 1218 | #VALUE!
7.19 | 0.077945 | #VALUE! | #VALUE! | #VALUE! | #VALUE! |  | #VALUE! | 1219 | #VALUE!
7.2 | 0.011698 | #VALUE! | #VALUE! | #VALUE! | #VALUE! |  | #VALUE! | 1220 | #VALUE!
7.21 | 0.13152 | #VALUE! | #VALUE! | #VALUE! | #VALUE! |  | #VALUE! | 1221 | #VALUE!
7.22 | -0.020157 | #VALUE! | #VALUE! | #VALUE! | #VALUE! |  | #VALUE! | 1222 | #VALUE!
7.23 | -0.058478 | #VALUE! | #VALUE! | #VALUE! | #VALUE! |  | #VALUE! | 1223 | #VALUE!
7.24 | -0.1982 | #VALUE! | #VALUE! | #VALUE! | #VALUE! |  | #VALUE! | 1224 | #VALUE!
7.25 | -0.14622 | #VALUE! | #VALUE! | #VALUE! | #VALUE! |  | #VALUE! | 1225 | #VALUE!
7.26 | -0.016706 | #VALUE! | #VALUE! | #VALUE! | #VALUE! |  | #VALUE! | 1226 | #VALUE!
7.27 | 0.071852 | #VALUE! | #VALUE! | #VALUE! | #VALUE! |  | #VALUE! | 1227 | #VALUE!
7.28 | -0.19723 | #VALUE! | #VALUE! | #VALUE! | #VALUE! |  | #VALUE! | 1228 | #VALUE!
7.29 | -0.19329 | #VALUE! | #VALUE! | #VALUE! | #VALUE! |  | #VALUE! | 1229 | #VALUE!
7.3 | 0.080372 | #VALUE! | #VALUE! | #VALUE! | #VALUE! |  | #VALUE! | 1230 | #VALUE!
7.31 | 0.044199 | #VALUE! | #VALUE! | #VALUE! | #VALUE! |  | #VALUE! | 1231 | #VALUE!
7.32 | 0.11472 | #VALUE! | #VALUE! | #VALUE! | #VALUE! |  | #VALUE! | 1232 | #VALUE!
7.33 | -0.062282 | #VALUE! | #VALUE! | #VALUE! | #VALUE! |  | #VALUE! | 1233 | #VALUE!
7.34 | -0.040637 | #VALUE! | #VALUE! | #VALUE! | #VALUE! |  | #VALUE! | 1234 | #VALUE!
7.35 | 0.046487 | #VALUE! | #VALUE! | #VALUE! | #VALUE! |  | #VALUE! | 1235 | #VALUE!
7.36 | -0.010796 | #VALUE! | #VALUE! | #VALUE! | #VALUE! |  | #VALUE! | 1236 | #VALUE!
7.37 | -0.050537 | #VALUE! | #VALUE! | #VALUE! | #VALUE! |  | #VALUE! | 1237 | #VALUE!
7.38 | -0.19804 | #VALUE! | #VALUE! | #VALUE! | #VALUE! |  | #VALUE! | 1238 | #VALUE!
7.39 | 0.068451 | #VALUE! | #VALUE! | #VALUE! | #VALUE! |  | #VALUE! | 1239 | #VALUE!
7.4 | -0.1426 | #VALUE! | #VALUE! | #VALUE! | #VALUE! |  | #VALUE! | 1240 | #VALUE!
7.41 | 0.0046374 | #VALUE! | #VALUE! | #VALUE! | #VALUE! |  | #VALUE! | 1241 | #VALUE!
7.42 | -0.084072 | #VALUE! | #VALUE! | #VALUE! | #VALUE! |  | #VALUE! | 1242 | #VALUE!
7.43 | -0.16714 | #VALUE! | #VALUE! | #VALUE! | #VALUE! |  | #VALUE! | 1243 | #VALUE!
7.44 | -0.19152 | #VALUE! | #VALUE! | #VALUE! | #VALUE! |  | #VALUE! | 1244 | #VALUE!
7.45 | -0.14365 | #VALUE! | #VALUE! | #VALUE! | #VALUE! |  | #VALUE! | 1245 | #VALUE!
7.46 | 0.043561 | #VALUE! | #VALUE! | #VALUE! | #VALUE! |  | #VALUE! | 1246 | #VALUE!
7.47 | -0.14782 | #VALUE! | #VALUE! | #VALUE! | #VALUE! |  | #VALUE! | 1247 | #VALUE!
7.48 | -0.17686 | #VALUE! | #VALUE! | #VALUE! | #VALUE! |  | #VALUE! | 1248 | #VALUE!
7.49 | 0.06186 | #VALUE! | #VALUE! | #VALUE! | #VALUE! |  | #VALUE! | 1249 | #VALUE!
7.5 | 0.099163 | #VALUE! | #VALUE! | #VALUE! | #VALUE! |  | #VALUE! | 1250 | #VALUE!
7.51 | -0.039591 | #VALUE! | #VALUE! | #VALUE! | #VALUE! |  | #VALUE! | 1251 | #VALUE!
7.52 | 0.064817 | #VALUE! | #VALUE! | #VALUE! | #VALUE! |  | #VALUE! | 1252 | #VALUE!
7.53 | -0.0096512 | #VALUE! | #VALUE! | #VALUE! | #VALUE! |  | #VALUE! | 1253 | #VALUE!
7.54 | -0.10462 | #VALUE! | #VALUE! | #VALUE! | #VALUE! |  | #VALUE! | 1254 | #VALUE!
7.55 | 0.023907 | #VALUE! | #VALUE! | #VALUE! | #VALUE! |  | #VALUE! | 1255 | #VALUE!
7.56 | -0.099334 | #VALUE! | #VALUE! | #VALUE! | #VALUE! |  | #VALUE! | 1256 | #VALUE!
7.57 | -0.13466 | #VALUE! | #VALUE! | #VALUE! | #VALUE! |  | #VALUE! | 1257 | #VALUE!
7.58 | -0.1194 | #VALUE! | #VALUE! | #VALUE! | #VALUE! |  | #VALUE! | 1258 | #VALUE!
7.59 | 0.12937 | #VALUE! | #VALUE! | #VALUE! | #VALUE! |  | #VALUE! | 1259 | #VALUE!
7.6 | -0.15473 | #VALUE! | #VALUE! | #VALUE! | #VALUE! |  | #VALUE! | 1260 | #VALUE!
7.61 | 0.11722 | #VALUE! | #VALUE! | #VALUE! | #VALUE! |  | #VALUE! | 1261 | #VALUE!
7.62 | -0.028175 | #VALUE! | #VALUE! | #VALUE! | #VALUE! |  | #VALUE! | 1262 | #VALUE!
7.63 | -0.035389 | #VALUE! | #VALUE! | #VALUE! | #VALUE! |  | #VALUE! | 1263 | #VALUE!
7.64 | -0.058608 | #VALUE! | #VALUE! | #VALUE! | #VALUE! |  | #VALUE! | 1264 | #VALUE!
7.65 | -0.19149 | #VALUE! | #VALUE! | #VALUE! | #VALUE! |  | #VALUE! | 1265 | #VALUE!
7.66 | -0.14626 | #VALUE! | #VALUE! | #VALUE! | #VALUE! |  | #VALUE! | 1266 | #VALUE!
7.67 | -0.1947 | #VALUE! | #VALUE! | #VALUE! | #VALUE! |  | #VALUE! | 1267 | #VALUE!
7.68 | 0.02897 | #VALUE! | #VALUE! | #VALUE! | #VALUE! |  | #VALUE! | 1268 | #VALUE!
7.69 | 0.012354 | #VALUE! | #VALUE! | #VALUE! | #VALUE! |  | #VALUE! | 1269 | #VALUE!
7.7 | -0.19453 | #VALUE! | #VALUE! | #VALUE! | #VALUE! |  | #VALUE! | 1270 | #VALUE!
7.71 | 0.014795 | #VALUE! | #VALUE! | #VALUE! | #VALUE! |  | #VALUE! | 1271 | #VALUE!
7.72 | -0.036497 | #VALUE! | #VALUE! | #VALUE! | #VALUE! |  | #VALUE! | 1272 | #VALUE!
7.73 | 0.079426 | #VALUE! | #VALUE! | #VALUE! | #VALUE! |  | #VALUE! | 1273 | #VALUE!
7.74 | -0.061862 | #VALUE! | #VALUE! | #VALUE! | #VALUE! |  | #VALUE! | 1274 | #VALUE!
7.75 | -0.1437 | #VALUE! | #VALUE! | #VALUE! | #VALUE! |  | #VALUE! | 1275 | #VALUE!
7.76 | -0.18096 | #VALUE! | #VALUE! | #VALUE! | #VALUE! |  | #VALUE! | 1276 | #VALUE!
7.77 | -0.13631 | #VALUE! | #VALUE! | #VALUE! | #VALUE! |  | #VALUE! | 1277 | #VALUE!
7.78 | -0.022503 | #VALUE! | #VALUE! | #VALUE! | #VALUE! |  | #VALUE! | 1278 | #VALUE!
7.79 | -0.061244 | #VALUE! | #VALUE! | #VALUE! | #VALUE! |  | #VALUE! | 1279 | #VALUE!
7.8 | 0.080075 | #VALUE! | #VALUE! | #VALUE! | #VALUE! |  | #VALUE! | 1280 | #VALUE!
7.81 | -0.028871 | #VALUE! | #VALUE! | #VALUE! | #VALUE! |  | #VALUE! | 1281 | #VALUE!
7.82 | 0.12599 | #VALUE! | #VALUE! | #VALUE! | #VALUE! |  | #VALUE! | 1282 | #VALUE!
7.83 | -0.096647 | #VALUE! | #VALUE! | #VALUE! | #VALUE! |  | #VALUE! | 1283 | #VALUE!
7.84 | -0.027851 | #VALUE! | #VALUE! | #VALUE! | #VALUE! |  | #VALUE! | 1284 | #VALUE!
7.85 | -0.013409 | #VALUE! | #VALUE! | #VALUE! | #VALUE! |  | #VALUE! | 1285 | #VALUE!
7.86 | 0.052378 | #VALUE! | #VALUE! | #VALUE! | #VALUE! |  | #VALUE! | 1286 | #VALUE!
7.87 | 0.038958 | #VALUE! | #VALUE! | #VALUE! | #VALUE! |  | #VALUE! | 1287 | #VALUE!
7.88 | -0.12794 | #VALUE! | #VALUE! | #VALUE! | #VALUE! |  | #VALUE! | 1288 | #VALUE!
7.89 | 0.094363 | #VALUE! | #VALUE! | #VALUE! | #VALUE! |  | #VALUE! | 1289 | #VALUE!
7.9 | -0.16296 | #VALUE! | #VALUE! | #VALUE! | #VALUE! |  | #VALUE! | 1290 | #VALUE!
7.91 | -0.024199 | #VALUE! | #VALUE! | #VALUE! | #VALUE! |  | #VALUE! | 1291 | #VALUE!
7.92 | 0.035094 | #VALUE! | #VALUE! | #VALUE! | #VALUE! |  | #VALUE! | 1292 | #VALUE!
7.93 | -0.072331 | #VALUE! | #VALUE! | #VALUE! | #VALUE! |  | #VALUE! | 1293 | #VALUE!
7.94 | 0.027241 | #VALUE! | #VALUE! | #VALUE! | #VALUE! |  | #VALUE! | 1294 | #VALUE!
7.95 | -0.075369 | #VALUE! | #VALUE! | #VALUE! | #VALUE! |  | #VALUE! | 1295 | #VALUE!
7.96 | -0.066608 | #VALUE! | #VALUE! | #VALUE! | #VALUE! |  | #VALUE! | 1296 | #VALUE!
7.97 | -0.18995 | #VALUE! | #VALUE! | #VALUE! | #VALUE! |  | #VALUE! | 1297 | #VALUE!
7.98 | -0.1497 | #VALUE! | #VALUE! | #VALUE! | #VALUE! |  | #VALUE! | 1298 | #VALUE!
7.99 | -0.073044 | #VALUE! | #VALUE! | #VALUE! | #VALUE! |  | #VALUE! | 1299 | #VALUE!
8 | -0.13392 | #VALUE! | #VALUE! | #VALUE! | #VALUE! |  | #VALUE! | 1300 | #VALUE!
8.01 | -0.14495 | #VALUE! | #VALUE! | #VALUE! | #VALUE! |  | #VALUE! | 1301 | #VALUE!
8.02 | 0.038925 | #VALUE! | #VALUE! | #VALUE! | #VALUE! |  | #VALUE! | 1302 | #VALUE!
8.03 | -0.015611 | #VALUE! | #VALUE! | #VALUE! | #VALUE! |  | #VALUE! | 1303 | #VALUE!
8.04 | -0.059368 | #VALUE! | #VALUE! | #VALUE! | #VALUE! |  | #VALUE! | 1304 | #VALUE!
8.05 | 0.081889 | #VALUE! | #VALUE! | #VALUE! | #VALUE! |  | #VALUE! | 1305 | #VALUE!
8.06 | -0.16347 | #VALUE! | #VALUE! | #VALUE! | #VALUE! |  | #VALUE! | 1306 | #VALUE!
8.07 | 0.038628 | #VALUE! | #VALUE! | #VALUE! | #VALUE! |  | #VALUE! | 1307 | #VALUE!
8.08 | -0.13169 | #VALUE! | #VALUE! | #VALUE! | #VALUE! |  | #VALUE! | 1308 | #VALUE!
8.09 | -0.13622 | #VALUE! | #VALUE! | #VALUE! | #VALUE! |  | #VALUE! | 1309 | #VALUE!
8.1 | -0.084813 | #VALUE! | #VALUE! | #VALUE! | #VALUE! |  | #VALUE! | 1310 | #VALUE!
8.11 | 0.073882 | #VALUE! | #VALUE! | #VALUE! | #VALUE! |  | #VALUE! | 1311 | #VALUE!
8.12 | 0.01109 | #VALUE! | #VALUE! | #VALUE! | #VALUE! |  | #VALUE! | 1312 | #VALUE!
8.13 | -0.10047 | #VALUE! | #VALUE! | #VALUE! | #VALUE! |  | #VALUE! | 1313 | #VALUE!
8.14 | -0.020194 | #VALUE! | #VALUE! | #VALUE! | #VALUE! |  | #VALUE! | 1314 | #VALUE!
8.15 | -0.0053093 | #VALUE! | #VALUE! | #VALUE! | #VALUE! |  | #VALUE! | 1315 | #VALUE!
8.16 | -0.056207 | #VALUE! | #VALUE! | #VALUE! | #VALUE! |  | #VALUE! | 1316 | #VALUE!
8.17 | 0.045371 | #VALUE! | #VALUE! | #VALUE! | #VALUE! |  | #VALUE! | 1317 | #VALUE!
8.18 | 0.074034 | #VALUE! | #VALUE! | #VALUE! | #VALUE! |  | #VALUE! | 1318 | #VALUE!
8.19 | -0.03568 | #VALUE! | #VALUE! | #VALUE! | #VALUE! |  | #VALUE! | 1319 | #VALUE!
8.2 | -0.046504 | #VALUE! | #VALUE! | #VALUE! | #VALUE! |  | #VALUE! | 1320 | #VALUE!
8.21 | -0.18889 | #VALUE! | #VALUE! | #VALUE! | #VALUE! |  | #VALUE! | 1321 | #VALUE!
8.22 | -0.071729 | #VALUE! | #VALUE! | #VALUE! | #VALUE! |  | #VALUE! | 1322 | #VALUE!
8.23 | -0.10248 | #VALUE! | #VALUE! | #VALUE! | #VALUE! |  | #VALUE! | 1323 | #VALUE!
8.24 | -0.17722 | #VALUE! | #VALUE! | #VALUE! | #VALUE! |  | #VALUE! | 1324 | #VALUE!
8.25 | 0.088155 | #VALUE! | #VALUE! | #VALUE! | #VALUE! |  | #VALUE! | 1325 | #VALUE!
8.26 | -0.13058 | #VALUE! | #VALUE! | #VALUE! | #VALUE! |  | #VALUE! | 1326 | #VALUE!
8.27 | -0.086301 | #VALUE! | #VALUE! | #VALUE! | #VALUE! |  | #VALUE! | 1327 | #VALUE!
8.28 | 0.097388 | #VALUE! | #VALUE! | #VALUE! | #VALUE! |  | #VALUE! | 1328 | #VALUE!
8.29 | -0.012494 | #VALUE! | #VALUE! | #VALUE! | #VALUE! |  | #VALUE! | 1329 | #VALUE!
8.3 | 0.04684 | #VALUE! | #VALUE! | #VALUE! | #VALUE! |  | #VALUE! | 1330 | #VALUE!
8.31 | -0.1008 | #VALUE! | #VALUE! | #VALUE! | #VALUE! |  | #VALUE! | 1331 | #VALUE!
8.32 | -0.045717 | #VALUE! | #VALUE! | #VALUE! | #VALUE! |  | #VALUE! | 1332 | #VALUE!
8.33 | -0.10875 | #VALUE! | #VALUE! | #VALUE! | #VALUE! |  | #VALUE! | 1333 | #VALUE!
8.34 | -0.086781 | #VALUE! | #VALUE! | #VALUE! | #VALUE! |  | #VALUE! | 1334 | #VALUE!
8.35 | -0.073753 | #VALUE! | #VALUE! | #VALUE! | #VALUE! |  | #VALUE! | 1335 | #VALUE!
8.36 | 0.034365 | #VALUE! | #VALUE! | #VALUE! | #VALUE! |  | #VALUE! | 1336 | #VALUE!
8.37 | 0.12554 | #VALUE! | #VALUE! | #VALUE! | #VALUE! |  | #VALUE! | 1337 | #VALUE!
8.38 | 0.017672 | #VALUE! | #VALUE! | #VALUE! | #VALUE! |  | #VALUE! | 1338 | #VALUE!
8.39 | -0.029895 | #VALUE! | #VALUE! | #VALUE! | #VALUE! |  | #VALUE! | 1339 | #VALUE!
8.4 | -0.06394 | #VALUE! | #VALUE! | #VALUE! | #VALUE! |  | #VALUE! | 1340 | #VALUE!
8.41 | -0.0045861 | #VALUE! | #VALUE! | #VALUE! | #VALUE! |  | #VALUE! | 1341 | #VALUE!
8.42 | -0.06466 | #VALUE! | #VALUE! | #VALUE! | #VALUE! |  | #VALUE! | 1342 | #VALUE!
8.43 | -0.070923 | #VALUE! | #VALUE! | #VALUE! | #VALUE! |  | #VALUE! | 1343 | #VALUE!
8.44 | 0.037171 | #VALUE! | #VALUE! | #VALUE! | #VALUE! |  | #VALUE! | 1344 | #VALUE!
8.45 | -0.14849 | #VALUE! | #VALUE! | #VALUE! | #VALUE! |  | #VALUE! | 1345 | #VALUE!
8.46 | -0.1076 | #VALUE! | #VALUE! | #VALUE! | #VALUE! |  | #VALUE! | 1346 | #VALUE!
8.47 | 0.11923 | #VALUE! | #VALUE! | #VALUE! | #VALUE! |  | #VALUE! | 1347 | #VALUE!
8.48 | -0.0074233 | #VALUE! | #VALUE! | #VALUE! | #VALUE! |  | #VALUE! | 1348 | #VALUE!
8.49 | 0.019738 | #VALUE! | #VALUE! | #VALUE! | #VALUE! |  | #VALUE! | 1349 | #VALUE!
8.5 | -0.16314 | #VALUE! | #VALUE! | #VALUE! | #VALUE! |  | #VALUE! | 1350 | #VALUE!
8.51 | -0.1743 | #VALUE! | #VALUE! | #VALUE! | #VALUE! |  | #VALUE! | 1351 | #VALUE!
8.52 | 0.0093958 | #VALUE! | #VALUE! | #VALUE! | #VALUE! |  | #VALUE! | 1352 | #VALUE!
8.53 | -0.17593 | #VALUE! | #VALUE! | #VALUE! | #VALUE! |  | #VALUE! | 1353 | #VALUE!
8.54 | -0.13168 | #VALUE! | #VALUE! | #VALUE! | #VALUE! |  | #VALUE! | 1354 | #VALUE!
8.55 | -0.17082 | #VALUE! | #VALUE! | #VALUE! | #VALUE! |  | #VALUE! | 1355 | #VALUE!
8.56 | 0.096593 | #VALUE! | #VALUE! | #VALUE! | #VALUE! |  | #VALUE! | 1356 | #VALUE!
8.57 | -0.047292 | #VALUE! | #VALUE! | #VALUE! | #VALUE! |  | #VALUE! | 1357 | #VALUE!
8.58 | 0.1274 | #VALUE! | #VALUE! | #VALUE! | #VALUE! |  | #VALUE! | 1358 | #VALUE!
8.59 | 0.062032 | #VALUE! | #VALUE! | #VALUE! | #VALUE! |  | #VALUE! | 1359 | #VALUE!
8.6 | -0.13108 | #VALUE! | #VALUE! | #VALUE! | #VALUE! |  | #VALUE! | 1360 | #VALUE!
8.61 | -0.14015 | #VALUE! | #VALUE! | #VALUE! | #VALUE! |  | #VALUE! | 1361 | #VALUE!
8.62 | 0.08595 | #VALUE! | #VALUE! | #VALUE! | #VALUE! |  | #VALUE! | 1362 | #VALUE!
8.63 | -0.02358 | #VALUE! | #VALUE! | #VALUE! | #VALUE! |  | #VALUE! | 1363 | #VALUE!
8.64 | -0.093767 | #VALUE! | #VALUE! | #VALUE! | #VALUE! |  | #VALUE! | 1364 | #VALUE!
8.65 | 0.048559 | #VALUE! | #VALUE! | #VALUE! | #VALUE! |  | #VALUE! | 1365 | #VALUE!
8.66 | -0.11983 | #VALUE! | #VALUE! | #VALUE! | #VALUE! |  | #VALUE! | 1366 | #VALUE!
8.67 | 0.036199 | #VALUE! | #VALUE! | #VALUE! | #VALUE! |  | #VALUE! | 1367 | #VALUE!
8.68 | -0.0044656 | #VALUE! | #VALUE! | #VALUE! | #VALUE! |  | #VALUE! | 1368 | #VALUE!
8.69 | 0.10478 | #VALUE! | #VALUE! | #VALUE! | #VALUE! |  | #VALUE! | 1369 | #VALUE!
8.7 | -0.028739 | #VALUE! | #VALUE! | #VALUE! | #VALUE! |  | #VALUE! | 1370 | #VALUE!
8.71 | -0.043222 | #VALUE! | #VALUE! | #VALUE! | #VALUE! |  | #VALUE! | 1371 | #VALUE!
8.72 | -0.010914 | #VALUE! | #VALUE! | #VALUE! | #VALUE! |  | #VALUE! | 1372 | #VALUE!
8.73 | -0.03184 | #VALUE! | #VALUE! | #VALUE! | #VALUE! |  | #VALUE! | 1373 | #VALUE!
8.74 | -0.02726 | #VALUE! | #VALUE! | #VALUE! | #VALUE! |  | #VALUE! | 1374 | #VALUE!
8.75 | -0.10185 | #VALUE! | #VALUE! | #VALUE! | #VALUE! |  | #VALUE! | 1375 | #VALUE!
8.76 | 0.067278 | #VALUE! | #VALUE! | #VALUE! | #VALUE! |  | #VALUE! | 1376 | #VALUE!
8.77 | 0.11449 | #VALUE! | #VALUE! | #VALUE! | #VALUE! |  | #VALUE! | 1377 | #VALUE!
8.78 | 0.070259 | #VALUE! | #VALUE! | #VALUE! | #VALUE! |  | #VALUE! | 1378 | #VALUE!
8.79 | -0.094814 | #VALUE! | #VALUE! | #VALUE! | #VALUE! |  | #VALUE! | 1379 | #VALUE!
8.8 | 0.11185 | #VALUE! | #VALUE! | #VALUE! | #VALUE! |  | #VALUE! | 1380 | #VALUE!
8.81 | -0.10373 | #VALUE! | #VALUE! | #VALUE! | #VALUE! |  | #VALUE! | 1381 | #VALUE!
8.82 | -0.18079 | #VALUE! | #VALUE! | #VALUE! | #VALUE! |  | #VALUE! | 1382 | #VALUE!
8.83 | 0.04783 | #VALUE! | #VALUE! | #VALUE! | #VALUE! |  | #VALUE! | 1383 | #VALUE!
8.84 | -0.15637 | #VALUE! | #VALUE! | #VALUE! | #VALUE! |  | #VALUE! | 1384 | #VALUE!
8.85 | -0.023955 | #VALUE! | #VALUE! | #VALUE! | #VALUE! |  | #VALUE! | 1385 | #VALUE!
8.86 | -0.029107 | #VALUE! | #VALUE! | #VALUE! | #VALUE! |  | #VALUE! | 1386 | #VALUE!
8.87 | -0.16919 | #VALUE! | #VALUE! | #VALUE! | #VALUE! |  | #VALUE! | 1387 | #VALUE!
8.88 | 0.026281 | #VALUE! | #VALUE! | #VALUE! | #VALUE! |  | #VALUE! | 1388 | #VALUE!
8.89 | 0.061093 | #VALUE! | #VALUE! | #VALUE! | #VALUE! |  | #VALUE! | 1389 | #VALUE!
8.9 | -0.057092 | #VALUE! | #VALUE! | #VALUE! | #VALUE! |  | #VALUE! | 1390 | #VALUE!
8.91 | 0.052498 | #VALUE! | #VALUE! | #VALUE! | #VALUE! |  | #VALUE! | 1391 | #VALUE!
8.92 | 0.04685 | #VALUE! | #VALUE! | #VALUE! | #VALUE! |  | #VALUE! | 1392 | #VALUE!
8.93 | -0.050717 | #VALUE! | #VALUE! | #VALUE! | #VALUE! |  | #VALUE! | 1393 | #VALUE!
8.94 | -0.16754 | #VALUE! | #VALUE! | #VALUE! | #VALUE! |  | #VALUE! | 1394 | #VALUE!
8.95 | -0.07486 | #VALUE! | #VALUE! | #VALUE! | #VALUE! |  | #VALUE! | 1395 | #VALUE!
8.96 | -0.14171 | #VALUE! | #VALUE! | #VALUE! | #VALUE! |  | #VALUE! | 1396 | #VALUE!
8.97 | -0.097019 | #VALUE! | #VALUE! | #VALUE! | #VALUE! |  | #VALUE! | 1397 | #VALUE!
8.98 | 0.036755 | #VALUE! | #VALUE! | #VALUE! | #VALUE! |  | #VALUE! | 1398 | #VALUE!
8.99 | 0.024878 | #VALUE! | #VALUE! | #VALUE! | #VALUE! |  | #VALUE! | 1399 | #VALUE!
9 | 0.0075581 | #VALUE! | #VALUE! | #VALUE! | #VALUE! |  | #VALUE! | 1400 | #VALUE!
9.01 | -0.045016 | #VALUE! | #VALUE! | #VALUE! | #VALUE! |  | #VALUE! | 1401 | #VALUE!
9.02 | 0.038886 | #VALUE! | #VALUE! | #VALUE! | #VALUE! |  | #VALUE! | 1402 | #VALUE!
9.03 | 0.050804 | #VALUE! | #VALUE! | #VALUE! | #VALUE! |  | #VALUE! | 1403 | #VALUE!
9.04 | -0.13949 | #VALUE! | #VALUE! | #VALUE! | #VALUE! |  | #VALUE! | 1404 | #VALUE!
9.05 | 0.072871 | #VALUE! | #VALUE! | #VALUE! | #VALUE! |  | #VALUE! | 1405 | #VALUE!
9.06 | -0.18006 | #VALUE! | #VALUE! | #VALUE! | #VALUE! |  | #VALUE! | 1406 | #VALUE!
9.07 | -0.17784 | #VALUE! | #VALUE! | #VALUE! | #VALUE! |  | #VALUE! | 1407 | #VALUE!
9.08 | -0.03684 | #VALUE! | #VALUE! | #VALUE! | #VALUE! |  | #VALUE! | 1408 | #VALUE!
9.09 | 0.13199 | #VALUE! | #VALUE! | #VALUE! | #VALUE! |  | #VALUE! | 1409 | #VALUE!
9.1 | -0.023113 | #VALUE! | #VALUE! | #VALUE! | #VALUE! |  | #VALUE! | 1410 | #VALUE!
9.11 | 0.12675 | #VALUE! | #VALUE! | #VALUE! | #VALUE! |  | #VALUE! | 1411 | #VALUE!
9.12 | -0.022646 | #VALUE! | #VALUE! | #VALUE! | #VALUE! |  | #VALUE! | 1412 | #VALUE!
9.13 | -0.038439 | #VALUE! | #VALUE! | #VALUE! | #VALUE! |  | #VALUE! | 1413 | #VALUE!
9.14 | -0.077662 | #VALUE! | #VALUE! | #VALUE! | #VALUE! |  | #VALUE! | 1414 | #VALUE!
9.15 | 0.12762 | #VALUE! | #VALUE! | #VALUE! | #VALUE! |  | #VALUE! | 1415 | #VALUE!
9.16 | -0.10678 | #VALUE! | #VALUE! | #VALUE! | #VALUE! |  | #VALUE! | 1416 | #VALUE!
9.17 | -0.11348 | #VALUE! | #VALUE! | #VALUE! | #VALUE! |  | #VALUE! | 1417 | #VALUE!
9.18 | 0.062043 | #VALUE! | #VALUE! | #VALUE! | #VALUE! |  | #VALUE! | 1418 | #VALUE!
9.19 | 0.12794 | #VALUE! | #VALUE! | #VALUE! | #VALUE! |  | #VALUE! | 1419 | #VALUE!
9.2 | 0.011741 | #VALUE! | #VALUE! | #VALUE! | #VALUE! |  | #VALUE! | 1420 | #VALUE!
9.21 | 0.077395 | #VALUE! | #VALUE! | #VALUE! | #VALUE! |  | #VALUE! | 1421 | #VALUE!
9.22 | 0.046574 | #VALUE! | #VALUE! | #VALUE! | #VALUE! |  | #VALUE! | 1422 | #VALUE!
9.23 | 0.023429 | #VALUE! | #VALUE! | #VALUE! | #VALUE! |  | #VALUE! | 1423 | #VALUE!
9.24 | 0.056222 | #VALUE! | #VALUE! | #VALUE! | #VALUE! |  | #VALUE! | 1424 | #VALUE!
9.25 | -0.045921 | #VALUE! | #VALUE! | #VALUE! | #VALUE! |  | #VALUE! | 1425 | #VALUE!
9.26 | -0.10808 | #VALUE! | #VALUE! | #VALUE! | #VALUE! |  | #VALUE! | 1426 | #VALUE!
9.27 | 0.11934 | #VALUE! | #VALUE! | #VALUE! | #VALUE! |  | #VALUE! | 1427 | #VALUE!
9.28 | -0.033045 | #VALUE! | #VALUE! | #VALUE! | #VALUE! |  | #VALUE! | 1428 | #VALUE!
9.29 | 0.014139 | #VALUE! | #VALUE! | #VALUE! | #VALUE! |  | #VALUE! | 1429 | #VALUE!
9.3 | 0.091891 | #VALUE! | #VALUE! | #VALUE! | #VALUE! |  | #VALUE! | 1430 | #VALUE!
9.31 | -0.076814 | #VALUE! | #VALUE! | #VALUE! | #VALUE! |  | #VALUE! | 1431 | #VALUE!
9.32 | 0.048202 | #VALUE! | #VALUE! | #VALUE! | #VALUE! |  | #VALUE! | 1432 | #VALUE!
9.33 | -0.068465 | #VALUE! | #VALUE! | #VALUE! | #VALUE! |  | #VALUE! | 1433 | #VALUE!
9.34 | -0.088186 | #VALUE! | #VALUE! | #VALUE! | #VALUE! |  | #VALUE! | 1434 | #VALUE!
9.35 | -0.18199 | #VALUE! | #VALUE! | #VALUE! | #VALUE! |  | #VALUE! | 1435 | #VALUE!
9.36 | 0.056768 | #VALUE! | #VALUE! | #VALUE! | #VALUE! |  | #VALUE! | 1436 | #VALUE!
9.37 | -0.0058424 | #VALUE! | #VALUE! | #VALUE! | #VALUE! |  | #VALUE! | 1437 | #VALUE!
9.38 | -0.075114 | #VALUE! | #VALUE! | #VALUE! | #VALUE! |  | #VALUE! | 1438 | #VALUE!
9.39 | -0.05461 | #VALUE! | #VALUE! | #VALUE! | #VALUE! |  | #VALUE! | 1439 | #VALUE!
9.4 | 0.064404 | #VALUE! | #VALUE! | #VALUE! | #VALUE! |  | #VALUE! | 1440 | #VALUE!
9.41 | -0.14888 | #VALUE! | #VALUE! | #VALUE! | #VALUE! |  | #VALUE! | 1441 | #VALUE!
9.42 | 0.028052 | #VALUE! | #VALUE! | #VALUE! | #VALUE! |  | #VALUE! | 1442 | #VALUE!
9.43 | 0.017421 | #VALUE! | #VALUE! | #VALUE! | #VALUE! |  | #VALUE! | 1443 | #VALUE!
9.44 | -0.090353 | #VALUE! | #VALUE! | #VALUE! | #VALUE! |  | #VALUE! | 1444 | #VALUE!
9.45 | 0.060358 | #VALUE! | #VALUE! | #VALUE! | #VALUE! |  | #VALUE! | 1445 | #VALUE!
9.46 | -0.10425 | #VALUE! | #VALUE! | #VALUE! | #VALUE! |  | #VALUE! | 1446 | #VALUE!
9.47 | -0.075095 | #VALUE! | #VALUE! | #VALUE! | #VALUE! |  | #VALUE! | 1447 | #VALUE!
9.48 | 0.055636 | #VALUE! | #VALUE! | #VALUE! | #VALUE! |  | #VALUE! | 1448 | #VALUE!
9.49 | -0.012868 | #VALUE! | #VALUE! | #VALUE! | #VALUE! |  | #VALUE! | 1449 | #VALUE!
9.5 | 0.019718 | #VALUE! | #VALUE! | #VALUE! | #VALUE! |  | #VALUE! | 1450 | #VALUE!
9.51 | -0.027385 | #VALUE! | #VALUE! | #VALUE! | #VALUE! |  | #VALUE! | 1451 | #VALUE!
9.52 | 0.036015 | #VALUE! | #VALUE! | #VALUE! | #VALUE! |  | #VALUE! | 1452 | #VALUE!
9.53 | 0.012265 | #VALUE! | #VALUE! | #VALUE! | #VALUE! |  | #VALUE! | 1453 | #VALUE!
9.54 | 0.10083 | #VALUE! | #VALUE! | #VALUE! | #VALUE! |  | #VALUE! | 1454 | #VALUE!
9.55 | -0.018425 | #VALUE! | #VALUE! | #VALUE! | #VALUE! |  | #VALUE! | 1455 | #VALUE!
9.56 | -0.10931 | #VALUE! | #VALUE! | #VALUE! | #VALUE! |  | #VALUE! | 1456 | #VALUE!
9.57 | 0.074764 | #VALUE! | #VALUE! | #VALUE! | #VALUE! |  | #VALUE! | 1457 | #VALUE!
9.58 | -0.17068 | #VALUE! | #VALUE! | #VALUE! | #VALUE! |  | #VALUE! | 1458 | #VALUE!
9.59 | 0.093305 | #VALUE! | #VALUE! | #VALUE! | #VALUE! |  | #VALUE! | 1459 | #VALUE!
9.6 | -0.10581 | #VALUE! | #VALUE! | #VALUE! | #VALUE! |  | #VALUE! | 1460 | #VALUE!
9.61 | -0.15057 | #VALUE! | #VALUE! | #VALUE! | #VALUE! |  | #VALUE! | 1461 | #VALUE!
9.62 | -0.18079 | #VALUE! | #VALUE! | #VALUE! | #VALUE! |  | #VALUE! | 1462 | #VALUE!
9.63 | -0.026628 | #VALUE! | #VALUE! | #VALUE! | #VALUE! |  | #VALUE! | 1463 | #VALUE!
9.64 | 0.021077 | #VALUE! | #VALUE! | #VALUE! | #VALUE! |  | #VALUE! | 1464 | #VALUE!
9.65 | -0.17216 | #VALUE! | #VALUE! | #VALUE! | #VALUE! |  | #VALUE! | 1465 | #VALUE!
9.66 | -0.021521 | #VALUE! | #VALUE! | #VALUE! | #VALUE! |  | #VALUE! | 1466 | #VALUE!
9.67 | -0.032259 | #VALUE! | #VALUE! | #VALUE! | #VALUE! |  | #VALUE! | 1467 | #VALUE!
9.68 | -0.061753 | #VALUE! | #VALUE! | #VALUE! | #VALUE! |  | #VALUE! | 1468 | #VALUE!
9.69 | -0.1682 | #VALUE! | #VALUE! | #VALUE! | #VALUE! |  | #VALUE! | 1469 | #VALUE!
9.7 | 0.096625 | #VALUE! | #VALUE! | #VALUE! | #VALUE! |  | #VALUE! | 1470 | #VALUE!
9.71 | -0.065267 | #VALUE! | #VALUE! | #VALUE! | #VALUE! |  | #VALUE! | 1471 | #VALUE!
9.72 | -0.0097425 | #VALUE! | #VALUE! | #VALUE! | #VALUE! |  | #VALUE! | 1472 | #VALUE!
9.73 | 0.029599 | #VALUE! | #VALUE! | #VALUE! | #VALUE! |  | #VALUE! | 1473 | #VALUE!
9.74 | 0.057336 | #VALUE! | #VALUE! | #VALUE! | #VALUE! |  | #VALUE! | 1474 | #VALUE!
9.75 | 0.070477 | #VALUE! | #VALUE! | #VALUE! | #VALUE! |  | #VALUE! | 1475 | #VALUE!
9.76 | 0.011953 | #VALUE! | #VALUE! | #VALUE! | #VALUE! |  | #VALUE! | 1476 | #VALUE!
9.77 | 0.077799 | #VALUE! | #VALUE! | #VALUE! | #VALUE! |  | #VALUE! | 1477 | #VALUE!
9.78 | -0.034836 | #VALUE! | #VALUE! | #VALUE! | #VALUE! |  | #VALUE! | 1478 | #VALUE!
9.79 | -0.048639 | #VALUE! | #VALUE! | #VALUE! | #VALUE! |  | #VALUE! | 1479 | #VALUE!
9.8 | -0.15458 | #VALUE! | #VALUE! | #VALUE! | #VALUE! |  | #VALUE! | 1480 | #VALUE!
9.81 | 0.0637 | #VALUE! | #VALUE! | #VALUE! | #VALUE! |  | #VALUE! | 1481 | #VALUE!
9.82 | 0.016893 | #VALUE! | #VALUE! | #VALUE! | #VALUE! |  | #VALUE! | 1482 | #VALUE!
9.83 | 0.066993 | #VALUE! | #VALUE! | #VALUE! | #VALUE! |  | #VALUE! | 1483 | #VALUE!
9.84 | 0.13043 | #VALUE! | #VALUE! | #VALUE! | #VALUE! |  | #VALUE! | 1484 | #VALUE!
9.85 | 0.078627 | #VALUE! | #VALUE! | #VALUE! | #VALUE! |  | #VALUE! | 1485 | #VALUE!
9.86 | 0.029319 | #VALUE! | #VALUE! | #VALUE! | #VALUE! |  | #VALUE! | 1486 | #VALUE!
9.87 | -0.19098 | #VALUE! | #VALUE! | #VALUE! | #VALUE! |  | #VALUE! | 1487 | #VALUE!
9.88 | 0.033274 | #VALUE! | #VALUE! | #VALUE! | #VALUE! |  | #VALUE! | 1488 | #VALUE!
9.89 | -0.0015658 | #VALUE! | #VALUE! | #VALUE! | #VALUE! |  | #VALUE! | 1489 | #VALUE!
9.9 | 0.035494 | #VALUE! | #VALUE! | #VALUE! | #VALUE! |  | #VALUE! | 1490 | #VALUE!
9.91 | -0.071984 | #VALUE! | #VALUE! | #VALUE! | #VALUE! |  | #VALUE! | 1491 | #VALUE!
9.92 | -0.1408 | #VALUE! | #VALUE! | #VALUE! | #VALUE! |  | #VALUE! | 1492 | #VALUE!
9.93 | -0.13166 | #VALUE! | #VALUE! | #VALUE! | #VALUE! |  | #VALUE! | 1493 | #VALUE!
9.94 | 0.056819 | #VALUE! | #VALUE! | #VALUE! | #VALUE! |  | #VALUE! | 1494 | #VALUE!
9.95 | 0.11337 | #VALUE! | #VALUE! | #VALUE! | #VALUE! |  | #VALUE! | 1495 | #VALUE!
9.96 | -0.025367 | #VALUE! | #VALUE! | #VALUE! | #VALUE! |  | #VALUE! | 1496 | #VALUE!
9.97 | -0.070143 | #VALUE! | #VALUE! | #VALUE! | #VALUE! |  | #VALUE! | 1497 | #VALUE!
9.98 | -0.13203 | #VALUE! | #VALUE! | #VALUE! | #VALUE! |  | #VALUE! | 1498 | #VALUE!
9.99 | -0.05261 | #VALUE! | #VALUE! | #VALUE! | #VALUE! |  | #VALUE! | 1499 | #VALUE!
10 | 0.028723 | #VALUE! | #VALUE! | #VALUE! | #VALUE! |  | #VALUE! | 1500 | #VALUE!
[8 empty] | 500 | 0
[8 empty] | 500 | 0
#REF!
#REF!
#REF!
#REF!
#REF!
#REF!
#REF!
#REF!
#REF!
#REF!
#REF!

## Peak Lopping Assumptions Page (hidden)
Summary of Output
Characters: | -
| The average cost of the battery storage system per annum to the payback year nominated is $ | #VALUE! |  |  | #VALUE!
| The average cost of the battery storage system per annum at the possible lifetime is $ | #N/A |  |  | #N/A
| The average annual tariff benefit earned by peak lopping is $ | #N/A |  |  | #N/A
-
Summary
| ROI after 15 Years | #N/A
| ROI over Expected Lifetime (15 Years) | #N/A
| Break Even Point | #N/A
#N/A
Feasible | #N/A
Not Feasible | #N/A
#N/A
#N/A
#N/A
#N/A
General Assumptions:
Characters: | -
| It is assumed that the battery is always fully charged before a peak event occurs |  |  |  | - It is assumed that the battery is always fully charged before a peak event occurs
| It is assumed that the battery is always charged from off-peak power |  |  |  | - It is assumed that the battery is always charged from off-peak power
| It is assumed that the average cost of battery storage of | $1000 per kWh | represents the installed cost of the entire system per usable kWh |  | - It is assumed that the average cost of battery storage of $1000 per kWh represents the installed cost of the entire system per usable kWh
| This may vary based on the size of the system and cost of installation |  |  |  | - This may vary based on the size of the system and cost of installation
| A default inflation of 2.5% per annum has been applied to the cost of electricity |  |  |  | - A default inflation of 2.5% per annum has been applied to the cost of electricity
| A peak event is approximated such that the power consumption increases to a maximum, remains at that point for a set duration and decreases linearly |  |  |  | - A peak event is approximated such that the power consumption increases to a maximum, remains at that point for a set duration and decreases linearly
| The duration for a peak event is the answer selected in Q4. 'Between 1 and 2 hours' assumes 2 hours. 'More than 3 hours' assumes 4 hours |  |  |  | - The duration for a peak event is the answer selected in Q4. 'Between 1 and 2 hours' assumes 2 hours. 'More than 3 hours' assumes 4 hours
| The default duration for this maximum peak duration is the average between the total time of peak event and 30 minutes |  |  |  | - The default duration for this maximum peak duration is the average between the total time of peak event and 30 minutes
| It is assumed that the system never fails to fully supply the load above the peak threshold |  |  |  | - It is assumed that the system never fails to fully supply the load above the peak threshold
| The default number of peak events per year is set at 40. This should be considered by the user to be a large number of peaks |  |  |  | - The default number of peak events per year is set at 40. This should be considered by the user to be a large number of peaks
| The user should balance the peak threshold such that the battery is not insubstantially small but at the same time only the largest peaks will require battery intervention |  |  |  | - The user should balance the peak threshold such that the battery is not insubstantially small but at the same time only the largest peaks will require battery intervention
| It is CRITICAL that careful analysis is performed to ensure that the battery is sized correctly to supply ALL events |  |  |  | - It is CRITICAL that careful analysis is performed to ensure that the battery is sized correctly to supply ALL events
Space
- It is assumed that the battery is always fully charged before a peak event occurs
- It is assumed that the battery is always fully charged before a peak event occurs - It is assumed that the battery is always charged from off-peak power
- It is assumed that the battery is always fully charged before a peak event occurs - It is assumed that the battery is always charged from off-peak power - It is assumed that the average cost of battery storage of $1000 per kWh represents the installed cost of the entire system per usable kWh
- It is assumed that the battery is always fully charged before a peak event occurs - It is assumed that the battery is always charged from off-peak power - It is assumed that the average cost of battery storage of $1000 per kWh represents the installed cost of the entire system per usable kWh - This may vary based on the size of the system and cost of installation
- It is assumed that the battery is always fully charged before a peak event occurs - It is assumed that the battery is always charged from off-peak power - It is assumed that the average cost of battery storage of $1000 per kWh represents the installed cost of the entire system per usable kWh - This may vary based on the size of the system and cost of installation - A default inflation of 2.5% per annum has been applied to the cost of electricity
- It is assumed that the battery is always fully charged before a peak event occurs - It is assumed that the battery is always charged from off-peak power - It is assumed that the average cost of battery storage of $1000 per kWh represents the installed cost of the entire system per usable kWh - This may vary based on the size of the system and cost of installation - A default inflation of 2.5% per annum has been applied to the cost of electricity - A peak event is approximated such that the power consumption increases to a maximum, remains at that point for a set duration and decreases linearly
- It is assumed that the battery is always fully charged before a peak event occurs - It is assumed that the battery is always charged from off-peak power - It is assumed that the average cost of battery storage of $1000 per kWh represents the installed cost of the entire system per usable kWh - This may vary based on the size of the system and cost of installation - A default inflation of 2.5% per annum has been applied to the cost of electricity - A peak event is approximated such that the power consumption increases to a maximum, remains at that point for a set duration and decreases linearly - The duration for a peak event is the answer selected in Q4. 'Between 1 and 2 hours' assumes 2 hours. 'More than 3 hours' assumes 4 hours
- It is assumed that the battery is always fully charged before a peak event occurs - It is assumed that the battery is always charged from off-peak power - It is assumed that the average cost of battery storage of $1000 per kWh represents the installed cost of the entire system per usable kWh - This may vary based on the size of the system and cost of installation - A default inflation of 2.5% per annum has been applied to the cost of electricity - A peak event is approximated such that the power consumption increases to a maximum, remains at that point for a set duration and decreases linearly - The duration for a peak event is the answer selected in Q4. 'Between 1 and 2 hours' assumes 2 hours. 'More than 3 hours' assumes 4 hours - The default duration for this maximum peak duration is the average between the total time of peak event and 30 minutes
- It is assumed that the battery is always fully charged before a peak event occurs - It is assumed that the battery is always charged from off-peak power - It is assumed that the average cost of battery storage of $1000 per kWh represents the installed cost of the entire system per usable kWh - This may vary based on the size of the system and cost of installation - A default inflation of 2.5% per annum has been applied to the cost of electricity - A peak event is approximated such that the power consumption increases to a maximum, remains at that point for a set duration and decreases linearly - The duration for a peak event is the answer selected in Q4. 'Between 1 and 2 hours' assumes 2 hours. 'More than 3 hours' assumes 4 hours - The default duration for this maximum peak duration is the average between the total time of peak event and 30 minutes - It is assumed that the system never fails to fully supply the load above the peak threshold
- It is assumed that the battery is always fully charged before a peak event occurs - It is assumed that the battery is always charged from off-peak power - It is assumed that the average cost of battery storage of $1000 per kWh represents the installed cost of the entire system per usable kWh - This may vary based on the size of the system and cost of installation - A default inflation of 2.5% per annum has been applied to the cost of electricity - A peak event is approximated such that the power consumption increases to a maximum, remains at that point for a set duration and decreases linearly - The duration for a peak event is the answer selected in Q4. 'Between 1 and 2 hours' assumes 2 hours. 'More than 3 hours' assumes 4 hours - The default duration for this maximum peak duration is the average between the total time of peak event and 30 minutes - It is assumed that the system never fails to fully supply the load above the peak threshold - The default number of peak events per year is set at 40. This should be considered by the user to be a large number of peaks
- It is assumed that the battery is always fully charged before a peak event occurs - It is assumed that the battery is always charged from off-peak power - It is assumed that the average cost of battery storage of $1000 per kWh represents the installed cost of the entire system per usable kWh - This may vary based on the size of the system and cost of installation - A default inflation of 2.5% per annum has been applied to the cost of electricity - A peak event is approximated such that the power consumption increases to a maximum, remains at that point for a set duration and decreases linearly - The duration for a peak event is the answer selected in Q4. 'Between 1 and 2 hours' assumes 2 hours. 'More than 3 hours' assumes 4 hours - The default duration for this maximum peak duration is the average between the total time of peak event and 30 minutes - It is assumed that the system never fails to fully supply the load above the peak threshold - The default number of peak events per year is set at 40. This should be considered by the user to be a large number of peaks - The user should balance the peak threshold such that the battery is not insubstantially small but at the same time only the largest peaks will require battery intervention
- It is assumed that the battery is always fully charged before a peak event occurs - It is assumed that the battery is always charged from off-peak power - It is assumed that the average cost of battery storage of $1000 per kWh represents the installed cost of the entire system per usable kWh - This may vary based on the size of the system and cost of installation - A default inflation of 2.5% per annum has been applied to the cost of electricity - A peak event is approximated such that the power consumption increases to a maximum, remains at that point for a set duration and decreases linearly - The duration for a peak event is the answer selected in Q4. 'Between 1 and 2 hours' assumes 2 hours. 'More than 3 hours' assumes 4 hours - The default duration for this maximum peak duration is the average between the total time of peak event and 30 minutes - It is assumed that the system never fails to fully supply the load above the peak threshold - The default number of peak events per year is set at 40. This should be considered by the user to be a large number of peaks - The user should balance the peak threshold such that the battery is not insubstantially small but at the same time only the largest peaks will require battery intervention - It is CRITICAL that careful analysis is performed to ensure that the battery is sized correctly to supply ALL events
- It is assumed that the battery is always fully charged before a peak event occurs - It is assumed that the battery is always charged from off-peak power - It is assumed that the average cost of battery storage of $1000 per kWh represents the installed cost of the entire system per usable kWh - This may vary based on the size of the system and cost of installation - A default inflation of 2.5% per annum has been applied to the cost of electricity - A peak event is approximated such that the power consumption increases to a maximum, remains at that point for a set duration and decreases linearly - The duration for a peak event is the answer selected in Q4. 'Between 1 and 2 hours' assumes 2 hours. 'More than 3 hours' assumes 4 hours - The default duration for this maximum peak duration is the average between the total time of peak event and 30 minutes - It is assumed that the system never fails to fully supply the load above the peak threshold - The default number of peak events per year is set at 40. This should be considered by the user to be a large number of peaks - The user should balance the peak threshold such that the battery is not insubstantially small but at the same time only the largest peaks will require battery intervention - It is CRITICAL that careful analysis is performed to ensure that the battery is sized correctly to supply ALL events
|  |  |  | Final | General Assumptions: - It is assumed that the battery is always fully charged before a peak event occurs - It is assumed that the battery is always charged from off-peak power - It is assumed that the average cost of battery storage of $1000 per kWh represents the installed cost of the entire system per usable kWh - This may vary based on the size of the system and cost of installation - A default inflation of 2.5% per annum has been applied to the cost of electricity - A peak event is approximated such that the power consumption increases to a maximum, remains at that point for a set duration and decreases linearly - The duration for a peak event is the answer selected in Q4. 'Between 1 and 2 hours' assumes 2 hours. 'More than 3 hours' assumes 4 hours - The default duration for this maximum peak duration is the average between the total time of peak event and 30 minutes - It is assumed that the system never fails to fully supply the load above the peak threshold - The default number of peak events per year is set at 40. This should be considered by the user to be a large number of peaks - The user should balance the peak threshold such that the battery is not insubstantially small but at the same time only the largest peaks will require battery intervention - It is CRITICAL that careful analysis is performed to ensure that the battery is sized correctly to supply ALL events
User entered customisations of the model are as follows:
Characters: | -
| Energy prices are based on standard tariffs |  |  |  | - Energy prices are based on standard tariffs
| The default peak model has been used in these calculations |  |  |  | - The default peak model has been used in these calculations
| The default number of peak events (40) has been used in this model |  |  |  | - The default number of peak events (40) has been used in this model
| The default model for battery depth of dischage has been used in this model |  |  |  | - The default model for battery depth of dischage has been used in this model
| The payback year nominated by the user is | 25 | years |  | - The payback year nominated by the user is 25 years
| The standard average costs of battery storage $1000 per kWh has been used in these calculations |  |  |  | - The standard average costs of battery storage $1000 per kWh has been used in these calculations
| A default inflation of 2.5% per annum has been applied to the cost of electricity |  |  |  | - A default inflation of 2.5% per annum has been applied to the cost of electricity
Space
- Energy prices are based on standard tariffs
- Energy prices are based on standard tariffs - The default number of peak events (40) has been used in this model
- Energy prices are based on standard tariffs - The default number of peak events (40) has been used in this model - The default model for battery depth of dischage has been used in this model
- Energy prices are based on standard tariffs - The default number of peak events (40) has been used in this model - The default model for battery depth of dischage has been used in this model - The payback year nominated by the user is 25 years
- Energy prices are based on standard tariffs - The default number of peak events (40) has been used in this model - The default model for battery depth of dischage has been used in this model - The payback year nominated by the user is 25 years - The standard average costs of battery storage $1000 per kWh has been used in these calculations
- Energy prices are based on standard tariffs - The default number of peak events (40) has been used in this model - The default model for battery depth of dischage has been used in this model - The payback year nominated by the user is 25 years - The standard average costs of battery storage $1000 per kWh has been used in these calculations - A default inflation of 2.5% per annum has been applied to the cost of electricity
|  |  |  | Final | User entered customisations of the model are as follows: - Energy prices are based on standard tariffs - The default number of peak events (40) has been used in this model - The default model for battery depth of dischage has been used in this model - The payback year nominated by the user is 25 years - The standard average costs of battery storage $1000 per kWh has been used in these calculations - A default inflation of 2.5% per annum has been applied to the cost of electricity

## Summary Page Logic (hidden)
Tariff Arbitrage Summary
after 25 Years | Break Even Point | ROI over Expected Lifetime (15 Years)
418.8% | 6.7 years | 152.4%
Feasible | TRUE
Tariff Structure | Default
Lifetime works but payback year doesn’t | FALSE |  | It doesn't look like this is financially acceptable.
Comment 1 | Small Energy User | Medium Energy User | Large Energy User | Default
TRUE | It doesn't look like this is financially acceptable. | It doesn't look like this is financially acceptable. | It doesn't look like this is financially acceptable.
FALSE | It doesn't look like this is financially acceptable. | It doesn't look like this is financially acceptable. | It doesn't look like this is financially acceptable.
Comment 2 | Small Energy User | Medium Energy User | Large Energy User | Default
TRUE | Your payback expectations may be too short. | Your payback expectations may be too short. | Your tariff structure is not suitable for battery storage.
FALSE | Your tariff structure is not suitable for battery storage. | Your tariff structure is not suitable for battery storage. | Your tariff structure is not suitable for battery storage.
Output | Batteries appear feasible!
Peak Lopping Summary
ROI after 15 Years | Break Even Point | ROI over Expected Lifetime (15 Years)
#N/A | #N/A | #N/A
Feasible | #N/A
Tariff Structure | Default
Lifetime works but payback year doesn’t | #N/A
Comment 1 | Small Energy User | Medium Energy User | Large Energy User | Default
TRUE | It doesn't look like this is financially acceptable. | It doesn't look like this is financially acceptable. | It doesn't look like this is financially acceptable.
FALSE | It doesn't look like this is financially acceptable. | It doesn't look like this is financially acceptable. | It doesn't look like this is financially acceptable.
Comment 2 | Small Energy User | Medium Energy User | Large Energy User | Default
TRUE | Your payback expectations are too short | Your payback expectations are too short | Your payback expectations are too short
FALSE | Battery storage for peak lopping is not feasible | Battery storage for peak lopping is not feasible | Battery storage for peak lopping is not feasible
Output | #N/A
#N/A

## Dynamic Lists (hidden)
| Set 1 | Set 2 | Set 3 | Set 4a1 | Set 4a2 | Set 4b | Set 4c | Set 5 | Set 6 | Set 7 | Set 8a | Set 8 | Set 9 | Set 10 | Set 11 | Set 12 | Set 13a | Set 13b | Set 14 | Set 15 | Set 16 | Set 17 | Set 18a | Set 18b | Set 19 | Set 20a | Set 20b | Set 21 | Set 22a | Set 22b | Set Exit1 | Set Exit2 | Set Exit3 | Set Exit4 | Set Exit5 | Set Exit6 | Set Exit7 | Set 32 | Set 33 | Set 34 | Exit
| Even small battery systems cost $15,000, and typically cost more than $50,000. Do you have at least this budget? | Do you own the property and/or have permission to modify the property's electrical infrastructure? | Commercial installation requirements mean that a dedicated battery room will need to be constructed. Do you have the neccesary space and/or permission to construct this room? | Now that's out of the way… | Which statement best reflects your power situation: | Which category best reflects your power consumption? | Do you currently have onsite Solar PV? | Do you use all of the power generated by the solar array, or is excess fed into the grid? | Do you know the maximum kilowatts your solar array can produce? | Do you know how many solar panels are in the solar array? | Approximately how much money do you spend on electricity per year? | What are your financial expectations for a battery system? | What is the simple payback duration that you deem acceptable in terms of years? | Batteries don't appear feasible at this time (see below) | Batteries might be feasible if conditions are perfect (See below) | Batteries might be feasible if conditions are suitable (See below) | Let's look at peak lopping… | Which capacity charge tariff situation applies to you? | Tell me what you know about when your peak capacity usage occurs | Tell me what you know about the size of your peak capacity usage | How long do you expect usage to be at peak levels? | Which electricity network provider supplies your power? | Peak Lopping will be too difficult to achieve without more information or control. Consider tariff arbitrage only! | Peak Lopping may be feasible if you can be very confident of when and to what degree peaks occur | Peak Lopping is likely to unfeasible since a very large battery is required for such a long peak (see below) | Do you have a roofspace (or north facing wall) on which Solar Panels could physically be mounted? | Do you have a roofspace (or north facing wall) for additional Solar Panels? | Does this area receive direct sunlight (free from shading) for most of the day? | How do you use power? See below graphs that highlight situations where Solar makes sense | Average consumption (kWh/day) | Sorry, back-up power solutions requires a detailed analysis to determine feasibility. | Sorry, the network-contrained power model isn't ready yet! Please select alternative answer. | Sorry, off grid power solutions requires a detailed analysis to determine feasibility. | Sorry, the financing model isn't ready yet! Please select an alternative answer. | Thanks for playing! | Sorry, the Solar only model isn't ready yet. Please select alternative answer. | Peak Lopping only applies to businesses with peak capacity charges. Thanks for playing! | #N/A | #N/A | Exit
| Index1 | Index2 | Index3 | Index4 | Index5 | Index6 | Index7 | Index8 | Index9 | Index10 | Index11 | Index12 | Index13 | Index14 | Index15 | Index16 | Index17 | Index18 | Index19 | Index20 | Index21 | Index22 | Index23 | Index24 | Index25 | Index26 | Index27 | Index28 | Index29 | Index30 | Index31 | Index32 | Index33 | Index34 | Index35 | Index36 | Index37 | Index38 | Index39 | Index19
A1 | Yes | Yes | Yes |  | I can get all the power I need from the grid, I want to save money | Small Energy Customer ( < 100MWh per year or average of 274 kWh per day) | Yes | Yes, all power is self-consumed | Enter Quantity ----> | Enter Quantity ----> | Less than $20,000 | I want the shortest payback possible | 3-7 Years |  |  |  |  | I have to pay capacity charges | Peak usage could occur at any time | Peak usage size could be any value | Less than 1 hour | Ausgrid |  |  |  | Yes | Yes | Yes | Graph 1 | Enter value | [7 empty] | #N/A | #N/A
A2 | Index1: Game over; Index2: Game over; Index3: Continue, but I need more info about a battery room; Index5: Power failures are very costly to my business and I need a back-up option; Index6: Medium Energy Customer; Index7: No; Index8: No, some (or all) power is supplied back to the grid; Index9: Don't Know; Index10: Don't Know; Index11: Between $20,000 and $30,000; Index12: Batteries last a long time, so I'm happy if the lifetime ROI makes sense; Index13: 7-10 Years; Index18: I don't have to pay capacity charges; Index19: Peak usage occurs at a predictable time of day; Index20: Peak usage size is predictable based on past data; Index21: Less than 2 hours; Index22: Endeavour Energy; Index26: No; Index27: No; Index28: No; Index29: Graph 2; Index38: #N/A; Index39: #N/A
A3 | Index1: This is too expensive but let's continue anyway; Index3: Investigate Solar PV without batteries; Index5: Occasionally more power is needed than the network can supply. I'm looking at options to upgrade; Index6: Large Energy Customer ( > 160MWh per year or average of 274 kWh per day); Index11: More than $30,000; Index12: I'm more interested in grid-independence, renewable energy targets and tax-deductions; Index13: More than 10 years; Index19: Peak usage occurs at a controllable time of day; Index20: Peak usage size is controllable; Index21: Less than 3 hours; Index22: Essential Energy; Index29: Graph 3; Index38: #N/A; Index39: #N/A
A4 | Index3: Game Over; Index5: The grid seldom (or never) supplies what I need, I want an off-grid set-up; Index6: I don't know, please help me to decide; Index21: More than 3 hours; Index22: I don't know; Index29: Graph 4; Index38: #N/A; Index39: #N/A
AID1 | The business is prepared for capital expenditure | The business is allowed to modify its electrical infrastructure | The business is able to construct a battery room on site |  | The business is a typical grid connected business looking to reduce electricity costs | Usage is less than 100MWh per year | Existing solar PV | Self-consumed solar | Solar maximum power of _ kW | Number of panels is _ | Usage is less than 100MWh per year | Payback calculations are modelled based on nominated payback year | Expectations for return on investment are unrealistically short for this business and only perfect situations should be considered |  |  |  |  | Capacity charges apply to the business | Peak usage could occur at any time | Peak usage size could be any value | Peak usage occurs for no more than 1 hour | The business is in the Ausgrid region |  |  |  | A solar installation is possible | A solar installation is possible | Solar power generation is possible | Optimal day time usage | kWh used per day | [7 empty] | #N/A | #N/A
AID2 | Index1: The business is not prepared for capital expenditure; Index2: The business is not allowed to modify its electrical infrastructure; Index3: A battery room may be a show-stopper for the business. For more details refer to the OEH document 'i am you battery storage guide', or visit the Clean Energy Council website for installation guidelines.; Index5: The business is grid connected and has identified back-up capability requirements. Detailed site analysis is required for requirements to be accurate; Index6: Usage is between 100MWh and 160MWh per year; Index7: No existing solar PV; Index8: Current grid-feed in; Index9: Unknown solar PV size; Index10: Unknown array size; Index11: Usage is between 100MWh and 160MWh per year; Index12: Payback calculations are modelled based on 15 year lifetime; Index13: Only ideal situations for battery storage should be considered for this business; Index18: Capacity charges do not apply to the business; Index19: Peak usage occurs at a predictable time of day; Index20: Peak usage size is predictable based on past data; Index21: Peak usage occurs for no more than 2 hours; Index22: The business is in the Endeavour Energy region; Index26: Solar not possible; Index27: Solar not possible; Index28: Solar not possible; Index29: 24/7 usage; Index38: #N/A; Index39: #N/A
AID3 | The business is not prepared for capital expenditure | 0 | The business may find Solar PV more feasible than battery storage |  | The business has identified a network constraint and is interested in defering connection upgrades. Detailed site analysis is required for requirements to be accurate | Usage is in excess of 160MWh per year | 0 | 0 | 0 | 0 | Usage is in excess of 160MWh per year | Aspirations for battery storage are not only financial for this business | Payback over the lifetime of the installation is sufficient |  |  |  |  | 0 | Peak usage occurs at a controllable time of day | Peak usage size is controllable | Peak usage occurs for no more than 3 hours | The business is in the Essential Energy region |  |  |  | 0 | 0 | 0 | Afternoon / evening usage | 0 | [7 empty] | #N/A | #N/A
AID4 | Index3: The business cannot construct a battery room; Index5: The business requires off-grid capability. Detailed site analysis is required for requirements to be accurate; Index6: Yearly energy consumption by MWh is not known.; Index21: Peak usage may occur for more than 3 hours; Index22: The location of the business has not been established and an average tariff has been applied; Index29: Random usage; Index38: #N/A; Index39: #N/A

## Question List (hidden)
|  | Shown Answer | Output | Load | Load | Load | Load | Summary
| Let's get some basic things out of the way… | Nil
Set 1 | Even small battery systems cost $15,000, and typically cost more than $50,000. Do you have at least this budget? | Yes | The business is prepared for capital expenditure | Set 2 |  |  |  | Minimum budget confirmed
|  | Game over | The business is not prepared for capital expenditure | Set Exit5 |  |  |  | Finance will be needed
|  | This is too expensive but let's continue anyway | The business is not prepared for capital expenditure | Set 2 |  |  |  | Exit
Set 2 | Do you own the property and/or have permission to modify the property's electrical infrastructure? | Yes | The business is allowed to modify its electrical infrastructure | Set 3 |  |  |  | Electrical connection allowed
|  | Game over | The business is not allowed to modify its electrical infrastructure |  |  |  |  | Exit
Set 3 | Commercial installation requirements mean that a dedicated battery room will need to be constructed. Do you have the neccesary space and/or permission to construct this room? | Yes | The business is able to construct a battery room on site | Set 4a1 | Set 4a2 | Set 4b |  | Battery room allowed
|  | Continue, but I need more info about a battery room | A battery room may be a show-stopper for the business. For more details refer to the OEH document 'i am you battery storage guide', or visit the Clean Energy Council website for installation guidelines. | Set 4a1 | Set 4a2 | Set 4b
|  | Investigate Solar PV without batteries | The business may find Solar PV more feasible than battery storage | Set Exit6 |  |  |  | Solar Only
|  | Game Over | The business cannot construct a battery room | Set Exit5 |  |  |  | Exit
Set 4a1 | Now that's out of the way…
Set 4a2 | Which statement best reflects your power situation: | I can get all the power I need from the grid, I want to save money | The business is a typical grid connected business looking to reduce electricity costs | Set 8 |  |  |  | Financial goals
|  | Power failures are very costly to my business and I need a back-up option | The business is grid connected and has identified back-up capability requirements. Detailed site analysis is required for requirements to be accurate | Set Exit1 |  |  |  | Back-up goals
|  | Occasionally more power is needed than the network can supply. I'm looking at options to upgrade | The business has identified a network constraint and is interested in defering connection upgrades. Detailed site analysis is required for requirements to be accurate | Set Exit2 |  |  |  | Network constrained
|  | The grid seldom (or never) supplies what I need, I want an off-grid set-up | The business requires off-grid capability. Detailed site analysis is required for requirements to be accurate | Set Exit3 |  |  |  | Off-grid set-up
Set 4b | Which category best reflects your power consumption? | Small Energy Customer ( < 100MWh per year or average of 274 kWh per day) | Usage is less than 100MWh per year | Set 8
|  | Medium Energy Customer | Usage is between 100MWh and 160MWh per year
|  | Large Energy Customer ( > 160MWh per year or average of 274 kWh per day) | Usage is in excess of 160MWh per year
|  | I don't know, please help me to decide | Yearly energy consumption by MWh is not known. | Set 8a
Set 4c | Do you currently have onsite Solar PV? | Yes | Existing solar PV | Set 5 |  |  |  | Existing solar PV
|  | No | No existing solar PV |  |  |  |  | No existing solar PV
Set 5 | Do you use all of the power generated by the solar array, or is excess fed into the grid? | Yes, all power is self-consumed | Self-consumed solar | Join |  |  |  | Self-consumed solar
|  | No, some (or all) power is supplied back to the grid | Current grid-feed in | Set 6 |  |  |  | Current grid-feed in
Set 6 | Do you know the maximum kilowatts your solar array can produce? | Enter Quantity ----> | Solar maximum power of _ kW |  |  |  |  | Solar maximum power of _ kW
|  | Don't Know | Unknown solar PV size | Set 7 |  |  |  | Unknown solar PV size
Set 7 | Do you know how many solar panels are in the solar array? | Enter Quantity ----> | Number of panels is _ |  |  |  |  | Number of panels is _
|  | Don't Know | Unknown array size |  |  |  |  | Unknown array size
Set 8a | Approximately how much money do you spend on electricity per year? | Less than $20,000 | Usage is less than 100MWh per year | Set 8 |  |  |  | Short payback goals
|  | Between $20,000 and $30,000 | Usage is between 100MWh and 160MWh per year | Set 8 |  |  |  | Life ROI
|  | More than $30,000 | Usage is in excess of 160MWh per year | Set 8 |  |  |  | Non Financial
Set 8 | What are your financial expectations for a battery system? | I want the shortest payback possible | Payback calculations are modelled based on nominated payback year | Set 9 |  |  |  | Short payback goals
|  | Batteries last a long time, so I'm happy if the lifetime ROI makes sense | Payback calculations are modelled based on 15 year lifetime | Set 12 |  |  |  | Life ROI
|  | I'm more interested in grid-independence, renewable energy targets and tax-deductions | Aspirations for battery storage are not only financial for this business | Set 12 |  |  |  | Non Financial
Set 9 | What is the simple payback duration that you deem acceptable in terms of years? | 3-7 Years | Expectations for return on investment are unrealistically short for this business and only perfect situations should be considered | Set 10 |  |  |  | Batteries are too expensive at the moment
|  | 7-10 Years | Only ideal situations for battery storage should be considered for this business | Set 11 |  |  |  | Must be an ideal situation to be feasible
|  | More than 10 years | Payback over the lifetime of the installation is sufficient | Set 12 |  |  |  | Good battery use cases could be feasible
Set 10 | Batteries don't appear feasible at this time (see below)
Set 11 | Batteries might be feasible if conditions are perfect (See below)
Set 12 | Batteries might be feasible if conditions are suitable (See below)
Set 13a | Let's look at peak lopping…
Set 13b | Which capacity charge tariff situation applies to you? | I have to pay capacity charges | Capacity charges apply to the business | Set 14
|  | I don't have to pay capacity charges | Capacity charges do not apply to the business | Set Exit7
Set 14 | Tell me what you know about when your peak capacity usage occurs | Peak usage could occur at any time | Peak usage could occur at any time | Set 18a
|  | Peak usage occurs at a predictable time of day | Peak usage occurs at a predictable time of day | Set 15
|  | Peak usage occurs at a controllable time of day | Peak usage occurs at a controllable time of day | Set 15
Set 15 | Tell me what you know about the size of your peak capacity usage | Peak usage size could be any value | Peak usage size could be any value | Set 18a
|  | Peak usage size is predictable based on past data | Peak usage size is predictable based on past data | Set 16
|  | Peak usage size is controllable | Peak usage size is controllable | Set 16
Set 16 | How long do you expect usage to be at peak levels? | Less than 1 hour | Peak usage occurs for no more than 1 hour | Set 18b
|  | Less than 2 hours | Peak usage occurs for no more than 2 hours | Set 18b
|  | Less than 3 hours | Peak usage occurs for no more than 3 hours | Set 18b
|  | More than 3 hours | Peak usage may occur for more than 3 hours | Set 19
Set 17 | Which electricity network provider supplies your power? | Ausgrid | The business is in the Ausgrid region
|  | Endeavour Energy | The business is in the Endeavour Energy region
|  | Essential Energy | The business is in the Essential Energy region
|  | I don't know | The location of the business has not been established and an average tariff has been applied
Set 18a | Peak Lopping will be too difficult to achieve without more information or control. Consider tariff arbitrage only!
Set 18b | Peak Lopping may be feasible if you can be very confident of when and to what degree peaks occur
Set 19 | Peak Lopping is likely to unfeasible since a very large battery is required for such a long peak (see below)
Set 20a | Do you have a roofspace (or north facing wall) on which Solar Panels could physically be mounted? | Yes | A solar installation is possible | Set 21 |  |  |  | A solar installation is possible
|  | No | Solar not possible |  |  |  |  | Solar not possible
Set 20b | Do you have a roofspace (or north facing wall) for additional Solar Panels? | Yes | A solar installation is possible | Set 21 |  |  |  | A solar installation is possible
|  | No | Solar not possible |  |  |  |  | Solar not possible
Set 21 | Does this area receive direct sunlight (free from shading) for most of the day? | Yes | Solar power generation is possible | Set 16a |  |  |  | Solar power generation is possible
|  | No | Solar not possible |  |  |  |  | Solar not possible
Set 22a | How do you use power? See below graphs that highlight situations where Solar makes sense | Graph 1 | Optimal day time usage |  |  |  |  | Optimal day time usage
|  | Graph 2 | 24/7 usage |  |  |  |  | 24/7 usage
|  | Graph 3 | Afternoon / evening usage |  |  |  |  | Afternoon / evening usage
|  | Graph 4 | Random usage |  |  |  |  | Random usage
Set 22b | Average consumption (kWh/day) | Enter value | kWh used per day |  |  |  |  | kWh used per day
It appears Solar PV makes financial sense for you. See below for details
It appears Solar PV makes financial sense for you. See below for details
It appears Solar PV makes financial sense for you. See below for details
It appears Solar PV makes financial sense for you. See below for details
Set Exit1 | Sorry, back-up power solutions requires a detailed analysis to determine feasibility. | [6 empty] | Optimal day time usage
Set Exit2 | Sorry, the network-contrained power model isn't ready yet! Please select alternative answer. | [6 empty] | 24/7 usage
Set Exit3 | Sorry, off grid power solutions requires a detailed analysis to determine feasibility. | [6 empty] | Afternoon / evening usage
Set Exit4 | Sorry, the financing model isn't ready yet! Please select an alternative answer. | [6 empty] | Random usage
Set Exit5 | Thanks for playing!
Set Exit6 | Sorry, the Solar only model isn't ready yet. Please select alternative answer.
Set Exit7 | Peak Lopping only applies to businesses with peak capacity charges. Thanks for playing!
Set 1
Set 2
Set 3
Set 4a1
Set 4a2
Set 4b
Set 4c
Set 5
Set 6
Set 7
Set 8a
Set 8
Set 9
Set 10
Set 11
Set 12
Set 13a
Set 13b
Set 14
Set 15
Set 16
Set 17
Set 18a
Set 18b
Set 19
Set 20a
Set 20b
Set 21
Set 22a
Set 22b
Set Exit1
Set Exit2
Set Exit3
Set Exit4
Set Exit5
Set Exit6
Set Exit7

## Conversion All (hidden)
Characters: | -
Set 1 | -
Set 2
Set 3
Set 4a2
Set 4b
Set 8
Set 9
Set 13b
Set 14
Set 15
Set 16
Set 17
Space
-
-
-
-
-
-
Final | -

## Flow Control (hidden)
Index | I1 | I2 | I3 | I4 | I5 | I6 | I7 | I8 | I9 | I10 | I11 | I12 | I13 | I14 | I15 | I16 | I17 | I18
Set Number | I1: Set 1; I17: #N/A; I18: #N/A
Question | I1: Index1
A1 | I1: Yes
A2 | I1: Game over
A3 | I1: This is too expensive but let's continue anyway
A4

## Output Conversion (hidden)
User Group | Output | Graph Input | #N/A | Default
Custom
| Usage is less than 100MWh per year | Small Energy User
| Usage is between 100MWh and 160MWh per year | Medium Energy User
| Usage is in excess of 160MWh per year | Large Energy User
Residential Flat
| Yearly energy consumption by MWh is not known. | Don't Know
#N/A
Payback Contraint | Output | Graph Input | #N/A | Default
| Payback calculations are modelled based on 15 year lifetime | More than 10 years
| Aspirations for battery storage are not only financial for this business | More than 10 years
| Custom | Custom
| Expectations for return on investment are unrealistically short for this business and only perfect situations should be considered | 3-7 Years
| Only ideal situations for battery storage should be considered for this business | 7-10 Years
| Payback over the lifetime of the installation is sufficient | More than 10 years
Peak Length | Output | Graph Input | #N/A | Default
| Peak usage occurs for no more than 1 hour | 1
| Peak usage occurs for no more than 2 hours | 2
| Peak usage occurs for no more than 3 hours | 3
| Peak usage may occur for more than 3 hours | 4
Network | Output | Graph Input | #N/A | Default
| The business is in the Ausgrid region | AusGrid
| The business is in the Endeavour Energy region | Endeavour
| The business is in the Essential Energy region | Essential
| The location of the business has not been established and an average tariff has been applied | Average

## Output All (hidden)
|  | Possible Answers | Associated Output | Selected Answer
Set 1 | Set 1 | Yes | The business is prepared for capital expenditure
0 | Set 1 | Game over | The business is not prepared for capital expenditure
0 | Set 1 | This is too expensive but let's continue anyway | The business is not prepared for capital expenditure
0 | Set 1 | 0 | 0
Set 2 | Set 2 | Yes | The business is allowed to modify its electrical infrastructure | #N/A | #N/A
0 | Set 2 | Game over | The business is not allowed to modify its electrical infrastructure | #N/A | #N/A
0 | Set 2 | 0 | 0 | #N/A | #N/A
0 | Set 2 | 0 | 0 | #N/A | #N/A
Set 3 | Set 3 | Yes | The business is able to construct a battery room on site | #N/A | #N/A
0 | Set 3 | Continue, but I need more info about a battery room | A battery room may be a show-stopper for the business. For more details refer to the OEH document 'i am you battery storage guide', or visit the Clean Energy Council website for installation guidelines. | #N/A | #N/A
0 | Set 3 | Investigate Solar PV without batteries | The business may find Solar PV more feasible than battery storage | #N/A | #N/A
0 | Set 3 | Game Over | The business cannot construct a battery room | #N/A | #N/A
Set 4a1 | Set 4a1 | 0 | 0 | #N/A | #N/A
0 | Set 4a1 | 0 | 0 | #N/A | #N/A
0 | Set 4a1 | 0 | 0 | #N/A | #N/A
0 | Set 4a1 | 0 | 0 | #N/A | #N/A
Set 4a2 | Set 4a2 | I can get all the power I need from the grid, I want to save money | The business is a typical grid connected business looking to reduce electricity costs | #N/A | #N/A
0 | Set 4a2 | Power failures are very costly to my business and I need a back-up option | The business is grid connected and has identified back-up capability requirements. Detailed site analysis is required for requirements to be accurate | #N/A | #N/A
0 | Set 4a2 | Occasionally more power is needed than the network can supply. I'm looking at options to upgrade | The business has identified a network constraint and is interested in defering connection upgrades. Detailed site analysis is required for requirements to be accurate | #N/A | #N/A
0 | Set 4a2 | The grid seldom (or never) supplies what I need, I want an off-grid set-up | The business requires off-grid capability. Detailed site analysis is required for requirements to be accurate | #N/A | #N/A
Set 4b | Set 4b | Small Energy Customer ( < 100MWh per year or average of 274 kWh per day) | Usage is less than 100MWh per year | #N/A | #N/A
0 | Set 4b | Medium Energy Customer | Usage is between 100MWh and 160MWh per year | #N/A | #N/A
0 | Set 4b | Large Energy Customer ( > 160MWh per year or average of 274 kWh per day) | Usage is in excess of 160MWh per year | #N/A | #N/A
0 | Set 4b | I don't know, please help me to decide | Yearly energy consumption by MWh is not known. | #N/A | #N/A
Set 4c | Set 4c | Yes | Existing solar PV | #N/A | #N/A
0 | Set 4c | No | No existing solar PV | #N/A | #N/A
0 | Set 4c | 0 | 0 | #N/A | #N/A
0 | Set 4c | 0 | 0 | #N/A | #N/A
Set 5 | Set 5 | Yes, all power is self-consumed | Self-consumed solar | #N/A | #N/A
0 | Set 5 | No, some (or all) power is supplied back to the grid | Current grid-feed in | #N/A | #N/A
0 | Set 5 | 0 | 0 | #N/A | #N/A
0 | Set 5 | 0 | 0 | #N/A | #N/A
Set 6 | Set 6 | Enter Quantity ----> | Solar maximum power of _ kW | #N/A | #N/A
0 | Set 6 | Don't Know | Unknown solar PV size | #N/A | #N/A
0 | Set 6 | 0 | 0 | #N/A | #N/A
0 | Set 6 | 0 | 0 | #N/A | #N/A
Set 7 | Set 7 | Enter Quantity ----> | Number of panels is _ | #N/A | #N/A
0 | Set 7 | Don't Know | Unknown array size | #N/A | #N/A
0 | Set 7 | 0 | 0 | #N/A | #N/A
0 | Set 7 | 0 | 0 | #N/A | #N/A
Set 8a | Set 8a | Less than $20,000 | Usage is less than 100MWh per year | #N/A | #N/A
0 | Set 8a | Between $20,000 and $30,000 | Usage is between 100MWh and 160MWh per year | #N/A | #N/A
0 | Set 8a | More than $30,000 | Usage is in excess of 160MWh per year | #N/A | #N/A
0 | Set 8a | 0 | 0 | #N/A | #N/A
Set 8 | Set 8 | I want the shortest payback possible | Payback calculations are modelled based on nominated payback year | #N/A | #N/A
0 | Set 8 | Batteries last a long time, so I'm happy if the lifetime ROI makes sense | Payback calculations are modelled based on 15 year lifetime | #N/A | #N/A
0 | Set 8 | I'm more interested in grid-independence, renewable energy targets and tax-deductions | Aspirations for battery storage are not only financial for this business | #N/A | #N/A
0 | Set 8 | 0 | 0 | #N/A | #N/A
Set 9 | Set 9 | 3-7 Years | Expectations for return on investment are unrealistically short for this business and only perfect situations should be considered | #N/A | #N/A
0 | Set 9 | 7-10 Years | Only ideal situations for battery storage should be considered for this business | #N/A | #N/A
0 | Set 9 | More than 10 years | Payback over the lifetime of the installation is sufficient | #N/A | #N/A
0 | Set 9 | 0 | 0 | #N/A | #N/A
Set 10 | Set 10 | 0 | 0 | #N/A | #N/A
0 | Set 10 | 0 | 0 | #N/A | #N/A
0 | Set 10 | 0 | 0 | #N/A | #N/A
0 | Set 10 | 0 | 0 | #N/A | #N/A
Set 11 | Set 11 | 0 | 0 | #N/A | #N/A
0 | Set 11 | 0 | 0 | #N/A | #N/A
0 | Set 11 | 0 | 0 | #N/A | #N/A
0 | Set 11 | 0 | 0 | #N/A | #N/A
Set 12 | Set 12 | 0 | 0 | #N/A | #N/A
0 | Set 12 | 0 | 0 | #N/A | #N/A
0 | Set 12 | 0 | 0 | #N/A | #N/A
0 | Set 12 | 0 | 0 | #N/A | #N/A
Set 13a | Set 13a | 0 | 0 | #N/A | #N/A
0 | Set 13a | 0 | 0 | #N/A | #N/A
0 | Set 13a | 0 | 0 | #N/A | #N/A
0 | Set 13a | 0 | 0 | #N/A | #N/A
Set 13b | Set 13b | I have to pay capacity charges | Capacity charges apply to the business | #N/A | #N/A
0 | Set 13b | I don't have to pay capacity charges | Capacity charges do not apply to the business | #N/A | #N/A
0 | Set 13b | 0 | 0 | #N/A | #N/A
0 | Set 13b | 0 | 0 | #N/A | #N/A
Set 14 | Set 14 | Peak usage could occur at any time | Peak usage could occur at any time | #N/A | #N/A
0 | Set 14 | Peak usage occurs at a predictable time of day | Peak usage occurs at a predictable time of day | #N/A | #N/A
0 | Set 14 | Peak usage occurs at a controllable time of day | Peak usage occurs at a controllable time of day | #N/A | #N/A
0 | Set 14 | 0 | 0 | #N/A | #N/A
Set 15 | Set 15 | Peak usage size could be any value | Peak usage size could be any value | #N/A | #N/A
0 | Set 15 | Peak usage size is predictable based on past data | Peak usage size is predictable based on past data | #N/A | #N/A
0 | Set 15 | Peak usage size is controllable | Peak usage size is controllable | #N/A | #N/A
0 | Set 15 | 0 | 0 | #N/A | #N/A
Set 16 | Set 16 | Less than 1 hour | Peak usage occurs for no more than 1 hour | #N/A | #N/A
0 | Set 16 | Less than 2 hours | Peak usage occurs for no more than 2 hours | #N/A | #N/A
0 | Set 16 | Less than 3 hours | Peak usage occurs for no more than 3 hours | #N/A | #N/A
0 | Set 16 | More than 3 hours | Peak usage may occur for more than 3 hours | #N/A | #N/A
Set 17 | Set 17 | Ausgrid | The business is in the Ausgrid region | #N/A | #N/A
0 | Set 17 | Endeavour Energy | The business is in the Endeavour Energy region | #N/A | #N/A
0 | Set 17 | Essential Energy | The business is in the Essential Energy region | #N/A | #N/A
0 | Set 17 | I don't know | The location of the business has not been established and an average tariff has been applied | #N/A | #N/A
Set 18a | Set 18a | 0 | 0 | #N/A | #N/A
0 | Set 18a | 0 | 0 | #N/A | #N/A
0 | Set 18a | 0 | 0 | #N/A | #N/A
0 | Set 18a | 0 | 0 | #N/A | #N/A
Set 18b | Set 18b | 0 | 0 | #N/A | #N/A
0 | Set 18b | 0 | 0 | #N/A | #N/A
0 | Set 18b | 0 | 0 | #N/A | #N/A
0 | Set 18b | 0 | 0 | #N/A | #N/A
Set 19 | Set 19 | 0 | 0 | #N/A | #N/A
0 | Set 19 | 0 | 0 | #N/A | #N/A
0 | Set 19 | 0 | 0 | #N/A | #N/A
0 | Set 19 | 0 | 0 | #N/A | #N/A
Set 20a | Set 20a | Yes | A solar installation is possible | #N/A | #N/A
0 | Set 20a | No | Solar not possible | #N/A | #N/A
0 | Set 20a | 0 | 0 | #N/A | #N/A
0 | Set 20a | 0 | 0 | #N/A | #N/A
Set 20b | Set 20b | Yes | A solar installation is possible | #N/A | #N/A
0 | Set 20b | No | Solar not possible | #N/A | #N/A
0 | Set 20b | 0 | 0 | #N/A | #N/A
0 | Set 20b | 0 | 0 | #N/A | #N/A
Set 21 | Set 21 | Yes | Solar power generation is possible | #N/A | #N/A
0 | Set 21 | No | Solar not possible | #N/A | #N/A
0 | Set 21 | 0 | 0 | #N/A | #N/A
0 | Set 21 | 0 | 0 | #N/A | #N/A
Set 22a | Set 22a | Graph 1 | Optimal day time usage | #N/A | #N/A
0 | Set 22a | Graph 2 | 24/7 usage | #N/A | #N/A
0 | Set 22a | Graph 3 | Afternoon / evening usage | #N/A | #N/A
0 | Set 22a | Graph 4 | Random usage | #N/A | #N/A
Set 22b | Set 22b | Enter value | kWh used per day | #N/A | #N/A
0 | Set 22b | 0 | 0 | #N/A | #N/A
0 | Set 22b | 0 | 0 | #N/A | #N/A
0 | Set 22b | 0 | 0 | #N/A | #N/A
0 | Set 22b | 0 | 0 | #N/A | #N/A
Set Exit1 | Set Exit1 | 0 | 0 | #N/A | #N/A
Set Exit2 | Set Exit2 | 0 | 0 | #N/A | #N/A
Set Exit3 | Set Exit3 | 0 | 0 | #N/A | #N/A
Set Exit4 | Set Exit4 | 0 | 0 | #N/A | #N/A
Set Exit5 | Set Exit5 | 0 | 0 | #N/A | #N/A
Set Exit6 | Set Exit6 | 0 | 0 | #N/A | #N/A
Set Exit7 | Set Exit7 | 0 | 0 | #N/A | #N/A
0 | Set Exit7 | 0 | 0 | #N/A | #N/A
0 | Set Exit7 | 0 | 0 | #N/A | #N/A
0 | Set Exit7 | 0 | 0 | #N/A | #N/A
Set 1 | Set 1 | 0 | 0
Set 2 | Set 2 | 0 | 0 | #N/A | #N/A
Set 3 | Set 3 | 0 | 0 | #N/A | #N/A
Set 4a1 | Set 4a1 | 0 | 0 | #N/A | #N/A
Set 4a2 | Set 4a2 | 0 | 0 | #N/A | #N/A
Set 4b | Set 4b | 0 | 0 | #N/A | #N/A
Set 4c | Set 4c | 0 | 0 | #N/A | #N/A
Set 5 | Set 5 | 0 | 0 | #N/A | #N/A
Set 6 | Set 6 | 0 | 0 | #N/A | #N/A
Set 7 | Set 7 | 0 | 0 | #N/A | #N/A
Set 8a | Set 8a | 0 | 0 | #N/A | #N/A
Set 8 | Set 8 | 0 | 0 | #N/A | #N/A
Set 9 | Set 9 | 0 | 0 | #N/A | #N/A
Set 10 | Set 10 | 0 | 0 | #N/A | #N/A
Set 11 | Set 11 | 0 | 0 | #N/A | #N/A
Set 12 | Set 12 | 0 | 0 | #N/A | #N/A
Set 13a | Set 13a | 0 | 0 | #N/A | #N/A
Set 13b | Set 13b | 0 | 0 | #N/A | #N/A
Set 14 | Set 14 | 0 | 0 | #N/A | #N/A
Set 15 | Set 15 | 0 | 0 | #N/A | #N/A
Set 16 | Set 16 | 0 | 0 | #N/A | #N/A
Set 17 | Set 17 | 0 | 0 | #N/A | #N/A
Set 18a | Set 18a | 0 | 0 | #N/A | #N/A
Set 18b | Set 18b | 0 | 0 | #N/A | #N/A
Set 19 | Set 19 | 0 | 0 | #N/A | #N/A
Set 20a | Set 20a | 0 | 0 | #N/A | #N/A
Set 20b | Set 20b | 0 | 0 | #N/A | #N/A
Set 21 | Set 21 | 0 | 0 | #N/A | #N/A
Set 22a | Set 22a | 0 | 0 | #N/A | #N/A
Set 22b | Set 22b | 0 | 0 | #N/A | #N/A
Set Exit1 | Set Exit1 | 0 | 0 | #N/A | #N/A
Set Exit2 | Set Exit2 | 0 | 0 | #N/A | #N/A

## Profit per cycles Model (hidden)
| Weekend Usage | Yes
No
| Peak KVA Applicable | Yes
No
KVA Only
| Weeks Per Year | 52.15
| Days Per Year | 365
|  | Standard | Two Peak | Daytime Peak |  | Default Efficiency | 85%
| Peak | 2-8pm (Weekdays) | 7-9am, 5-8pm (Weekdays) | 9am- 5pm (Weekdays)
| Shoulder | 9am-2pm , 8-10pm | 9am-5pm | 5-10pm |  | Round Trip Efficiency | Default | 85%
| Off Peak | 10pm-9am | 8pm-7am | 10pm-9am |  |  | 100% | 100%
[7 empty] | 95% | 95%
| Mapping Matrix | [5 empty] | 90% | 90%
| Solar | Standard | Two Peak | Daytime Peak |  |  | 85% | 85%
| Both | SB | TB | DB |  |  | 80% | 80%
| Solar Only | SS | TS | DS |  |  | 75% | 75%
| Off Peak Only | SO | TO | DO
Applicable Tariffs
| Peak Usage | Shoulder Usage | Off Usage | Solar
Standard Energy Prices | 0.5 | 0.28 | 0.1 | 0.052
Custom Energy Prices | 0.286 | 0.209 | 0.1232 | 0.052
Selected Price | 0.5 | 0.28 | 0.1 | 0.052
Inflation Index | 2.5% | 2.5% | 2.5% | 0% |  | Chosen Inflation | 2.5%
0 | 0.5 | 0.28 | 0.1 | 0.052 |  | Default Inflation | Default | 2.5%
1 | 0.5125 | 0.287 | 0.1025 | 0.052 |  |  | 0% p.a | 0%
2 | 0.52531 | 0.29418 | 0.10506 | 0.052 |  |  | 1% p.a | 1%
3 | 0.53845 | 0.30153 | 0.10769 | 0.052 |  |  | 2% p.a | 2%
4 | 0.55191 | 0.30907 | 0.11038 | 0.052 |  |  | 3% p.a | 3%
5 | 0.5657 | 0.31679 | 0.11314 | 0.052 |  |  | 4% p.a | 4%
6 | 0.57985 | 0.32471 | 0.11597 | 0.052 |  |  | 5% p.a | 5%
7 | 0.59434 | 0.33283 | 0.11887 | 0.052
8 | 0.6092 | 0.34115 | 0.12184 | 0.052
9 | 0.62443 | 0.34968 | 0.12489 | 0.052
10 | 0.64004 | 0.35842 | 0.12801 | 0.052
11 | 0.65604 | 0.36738 | 0.13121 | 0.052
12 | 0.67244 | 0.37657 | 0.13449 | 0.052
13 | 0.68926 | 0.38598 | 0.13785 | 0.052
14 | 0.70649 | 0.39563 | 0.1413 | 0.052
15 | 0.72415 | 0.40552 | 0.14483 | 0.052
16 | 0.74225 | 0.41566 | 0.14845 | 0.052
17 | 0.76081 | 0.42605 | 0.15216 | 0.052
18 | 0.77983 | 0.4367 | 0.15597 | 0.052
19 | 0.79933 | 0.44762 | 0.15987 | 0.052
20 | 0.81931 | 0.45881 | 0.16386 | 0.052
21 | 0.83979 | 0.47028 | 0.16796 | 0.052
22 | 0.86079 | 0.48204 | 0.17216 | 0.052
23 | 0.88231 | 0.49409 | 0.17646 | 0.052
24 | 0.90436 | 0.50644 | 0.18087 | 0.052
25 | 0.92697 | 0.5191 | 0.18539 | 0.052
26 | 0.95015 | 0.53208 | 0.19003 | 0.052
27 | 0.9739 | 0.54538 | 0.19478 | 0.052
28 | 0.99825 | 0.55902 | 0.19965 | 0.052
29 | 1.0232 | 0.57299 | 0.20464 | 0.052
30 | 1.0488 | 0.58732 | 0.20976 | 0.052
|  |  | Solar to Peak Cycles Per Week | Solar to Shoulder Cycles Per Week | Offpeak to Peak Cycles Per Week | Offpeak to Shoulder Cycles Per Week
| Time-of-Use Structure | SB | 5 | 2 | 0 | 0 | Weekday Cycles | Weekend Cycles
|  | SS | 5 | 2 | 0 | 0 | 5 | 2
|  | SO | 0 | 0 | 5 | 2 | 5 | 2
|  | TB | 5 | 0 | 5 | 0 | 5 | 2
|  | TS | 5 | 0 | 0 | 0 | 10 | 0
|  | TO | 0 | 0 | 5 | 0 | 5 | 0
|  | DB | 0 | 0 | 5 | 0 | 5 | 0
|  | DS | 0 | 0 | 0 | 0 | 5 | 0
|  | DO | 0 | 0 | 5 | 0 | 0 | 0
|  | Total | 5 | 2 | 0 | 0 | 5 | 0
[7 empty] | 5 | 2
|  | Round Trip Efficiency | 85% | 85% | 85% | 85%
Profit per Cycle per kWh
|  | 0 | 0.43882 | 0.21882 | 0.38235 | 0.16235
|  | 1 | 0.45132 | 0.22582 | 0.39191 | 0.16641
|  | 2 | 0.46414 | 0.233 | 0.40171 | 0.17057
|  | 3 | 0.47727 | 0.24035 | 0.41175 | 0.17484
|  | 4 | 0.49073 | 0.24789 | 0.42205 | 0.17921
|  | 5 | 0.50453 | 0.25562 | 0.4326 | 0.18369
|  | 6 | 0.51867 | 0.26354 | 0.44341 | 0.18828
|  | 7 | 0.53317 | 0.27166 | 0.4545 | 0.19299
|  | 8 | 0.54802 | 0.27998 | 0.46586 | 0.19781
|  | 9 | 0.56326 | 0.28851 | 0.47751 | 0.20276
|  | 10 | 0.57887 | 0.29725 | 0.48944 | 0.20783
|  | 11 | 0.59487 | 0.30621 | 0.50168 | 0.21302
|  | 12 | 0.61127 | 0.31539 | 0.51422 | 0.21835
|  | 13 | 0.62808 | 0.32481 | 0.52708 | 0.22381
|  | 14 | 0.64531 | 0.33446 | 0.54025 | 0.2294
|  | 15 | 0.66297 | 0.34435 | 0.55376 | 0.23514
|  | 16 | 0.68108 | 0.35449 | 0.56761 | 0.24101
|  | 17 | 0.69963 | 0.36488 | 0.5818 | 0.24704
|  | 18 | 0.71865 | 0.37553 | 0.59634 | 0.25322
|  | 19 | 0.73815 | 0.38645 | 0.61125 | 0.25955
|  | 20 | 0.75813 | 0.39764 | 0.62653 | 0.26603
|  | 21 | 0.77861 | 0.40911 | 0.64219 | 0.27269
|  | 22 | 0.79961 | 0.42086 | 0.65825 | 0.2795
|  | 23 | 0.82113 | 0.43291 | 0.6747 | 0.28649
|  | 24 | 0.84319 | 0.44527 | 0.69157 | 0.29365
|  | 25 | 0.8658 | 0.45793 | 0.70886 | 0.30099
|  | 26 | 0.88897 | 0.47091 | 0.72658 | 0.30852
|  | 27 | 0.91272 | 0.48421 | 0.74475 | 0.31623
|  | 28 | 0.93707 | 0.49784 | 0.76337 | 0.32414
|  | 29 | 0.96203 | 0.51182 | 0.78245 | 0.33224
|  | 30 | 0.98761 | 0.52614 | 0.80201 | 0.34055
Time of Use Chosen | SB | Cycles Per year | 260.75 | 104.3 | 0 | 0 | 365.05
Profit per Year per kWh
|  | 0 | 114.4232 | 22.8233 | 0 | 0 | 137.2465
|  | 1 | 117.6826 | 23.5534 | 0 | 0 | 141.236
|  | 2 | 121.0235 | 24.3017 | 0 | 0 | 145.3252
|  | 3 | 124.4479 | 25.0688 | 0 | 0 | 149.5167
|  | 4 | 127.9578 | 25.855 | 0 | 0 | 153.8129
|  | 5 | 131.5556 | 26.6609 | 0 | 0 | 158.2165
|  | 6 | 135.2433 | 27.487 | 0 | 0 | 162.7302
|  | 7 | 139.0231 | 28.3337 | 0 | 0 | 167.3568
|  | 8 | 142.8975 | 29.2015 | 0 | 0 | 172.099
|  | 9 | 146.8687 | 30.0911 | 0 | 0 | 176.9598
|  | 10 | 150.9393 | 31.0029 | 0 | 0 | 181.9421
|  | 11 | 155.1115 | 31.9375 | 0 | 0 | 187.049
|  | 12 | 159.3881 | 32.8954 | 0 | 0 | 192.2835
|  | 13 | 163.7716 | 33.8773 | 0 | 0 | 197.6489
|  | 14 | 168.2647 | 34.8838 | 0 | 0 | 203.1485
|  | 15 | 172.8701 | 35.9154 | 0 | 0 | 208.7855
|  | 16 | 177.5907 | 36.9728 | 0 | 0 | 214.5635
|  | 17 | 182.4292 | 38.0566 | 0 | 0 | 220.4858
|  | 18 | 187.3887 | 39.1676 | 0 | 0 | 226.5563
|  | 19 | 192.4723 | 40.3063 | 0 | 0 | 232.7785
|  | 20 | 197.6829 | 41.4734 | 0 | 0 | 239.1563
|  | 21 | 203.0237 | 42.6698 | 0 | 0 | 245.6935
|  | 22 | 208.4981 | 43.8961 | 0 | 0 | 252.3942
|  | 23 | 214.1094 | 45.153 | 0 | 0 | 259.2623
|  | 24 | 219.8609 | 46.4413 | 0 | 0 | 266.3022
|  | 25 | 225.7562 | 47.7619 | 0 | 0 | 273.5181
|  | 26 | 231.7989 | 49.1154 | 0 | 0 | 280.9143
|  | 27 | 237.9927 | 50.5028 | 0 | 0 | 288.4955
|  | 28 | 244.3413 | 51.9249 | 0 | 0 | 296.2662
|  | 29 | 250.8486 | 53.3826 | 0 | 0 | 304.2312
|  | 30 | 257.5186 | 54.8767 | 0 | 0 | 312.3953
Average Energy Profit Per Cycle
[6 empty] | 0 | 0.37597
[6 empty] | 1 | 0.38689
[6 empty] | 2 | 0.3981
[6 empty] | 3 | 0.40958
[6 empty] | 4 | 0.42135
[6 empty] | 5 | 0.43341
[6 empty] | 6 | 0.44578
[6 empty] | 7 | 0.45845
[6 empty] | 8 | 0.47144
[6 empty] | 9 | 0.48476
[6 empty] | 10 | 0.4984
[6 empty] | 11 | 0.51239
[6 empty] | 12 | 0.52673
[6 empty] | 13 | 0.54143
[6 empty] | 14 | 0.55649
[6 empty] | 15 | 0.57194
[6 empty] | 16 | 0.58776
[6 empty] | 17 | 0.60399
[6 empty] | 18 | 0.62062
[6 empty] | 19 | 0.63766
[6 empty] | 20 | 0.65513
[6 empty] | 21 | 0.67304
[6 empty] | 22 | 0.6914
[6 empty] | 23 | 0.71021
[6 empty] | 24 | 0.7295
[6 empty] | 25 | 0.74926
[6 empty] | 26 | 0.76952
[6 empty] | 27 | 0.79029
[6 empty] | 28 | 0.81158
[6 empty] | 29 | 0.8334
[6 empty] | 30 | 0.85576

## Solar Pricing Model (hidden)
http://www.solarchoice.net.au/blog/5kw-solar-system-price-output-return/
| Solar Price per Watt | 1.36 | Solar Model
| Lifetime (years) | 15 | Option 1 | Yes
| Price for 10kW | 13600 | Option 2 | No
| Yearly Output kWh per year per 10kW | 14143
| Lifetime Output | 212145
| Average Lifetime Cost of Solar | 0.064107
| Actual Feed in Rate | 0.052
http://pvwatts.nrel.gov/pvwatts.php

## Battery Pricing Model (hidden)
Peak Power (kW)
|  |  | Capaciity |  | 2.5 | 5 | 6 | 9 | 10 | 20
Component | Price | Performance |  | 7.5 | 9000 | 10500 | 12500 | - | -
LG Battery | 7500 | 7.5kWh |  | 15 | 16500 | 18000 | 6500
SMA Sunny Island | 5000 | 6kW |  | 17 | 21500 | 25000 | 25000 | 27000 | 27000 | 27000
SMA Storage | 1500 | 2.5kW |  | 22.5 | 24000 | 27500 | 27500 | 29500 | 29500 | 29500
Ecoult Ultra | 20000 | 17kWh |  | 30 | 31500 | 35000 | 35000 | 37000 | 37000 | 37000
Sonnenschein A600 Solar - 1937Ah | 36000 | 36kWh |  | 36 | 37500 | 41000 | 41000 | 43000 | 43000 | 43000
Three Phase Inverter | 7000 | 20kW |  | 72 |  | 77000 | 77000 | 79000 | 79000 | 79000
Gradient of curve | 970
For Assumption page | $1000 per kWh
Capital Cost Factor | Price | Discount Factor
Current First Order Approximation | 1000 | 100%
| Default | None
1500 | $1500 per kWh | 150%
1400 | $1400 per kWh | 140%
1300 | $1300 per kWh | 130%
1200 | $1200 per kWh | 120%
1100 | $1100 per kWh | 110%
1000 | $1000 per kWh | 100%
900 | $900 per kWh | 90%
800 | $800 per kWh | 80%
700 | $700 per kWh | 70%
600 | $600 per kWh | 60%
500 | $500 per kWh | 50%

## Tariff Model (hidden)
| Peak Usage | Shoulder Usage | Off Usage | Connection Charge
Custom | Enter --> | Enter --> | Enter -->
Default | 0.5 | 0.28 | 0.1
Residential Flat | 0.25 | 0.25 | 0.25 | 0.83
Residential TOU | 0.5 | 0.28 | 0.1 | 0.83
Small Energy User | 0.41 | 0.18 | 0.092 | 1.29
Medium Energy User | 0.286 | 0.209 | 0.1232 | 6.29
Large Energy User | 0.19 | 0.14 | 0.08 | 18.95
Don't Know | 0.05 | 0.04 | 0.03
Location | $/ kVA Demand per Month
AusGrid | 10.7039
Endeavour | 10.2133
Essential | 11.3327
Average | 10.75
Custom | Enter -->
Standard Capacity Charges
Custom Capacity Charges

## Battery Data (hidden)
| LG Chem RESU New | LG Chem RESU Expanded | LG Chem RESU | Redflow Zcell | Tesla Powerwall | SimpliPhi PHI3.4 Smart-Tech battery | Leclanche Apollion Cube | Leclanche TI-Box | Fronius Solar Battery | Pylontech Extra2000 LFP | Aquion S 30-0080 | 360Storage 'ONE' | Enphase AC Battery | Magellan HESS | 360Storage AiO | 360Storage AiO Expanded | Samsung ESS AIO | Sunverge SIS | Alpha-ESS STORION S5 | BYD Mini ES
Battery Type | Lithium-Ion | Lithium-Ion | Lithium-Ion | Flow (Zinc-Bromide) | Lithium-Ion | Lithium-ion (Lithium Iron Phosphate) | Li-Ion (NMC) | Li-Ion (NCO Titanate) | Lithium-ion (Lithium Iron Phosphate) | Lithium-ion (Lithium Iron Phosphate) | Aqueous Hybrid Ion | Lead Carbon (Pb-C) | Lithium Ferrite Phosphate | Lithium-Ion (lithium-mananese-cobalt-oxide) | Lithium-ion (Lithium Iron Phosphate) | Lithium-ion (Lithium Iron Phosphate) | Lithium Ion (Lithium Manganese Oxide) | Lithium-Ion | Lithium-ion (Lithium Iron Phosphate) | Lithium Iron Phosphate
All In One unit? | No | No | No | No | No | No | No | No | No | No | No | Yes | Yes (includes microinverter - requires 1 Envoy-S comms unit per install) | Yes | Yes | Yes | Yes | Yes | Yes | Yes
Price (Estimated Retail pricing in AUD incl. GST, unless stated otherwise) | $7,500 main pack, $3,640 per expansion pack | 14780 | $7,500 main pack, $3,640 per expansion pack | 12600 | 8000 | $5,400 (per individual battery module) | $9200 per 6.7kWh module | $15,000 per 3.2kWh module | $9,000 for base 3.6kWh model, $1500 per 1.2kWh expansion pack | $1,999 per 2.4kWh battery | $2,500 per stack | 6990 | $2,000 (fully installed) | $13,000 for base 6.4kWh unit, $3,800 for each additional 3.2kWh battery | 9990 | 17950 | 12000 | $14,990 (Fully installed) | $7,200 for base 3kWh all-in-one model, $3,600 per additional 3kWh battery pack | $8,400 fully installed
Nominal Storage | 9.6kWh | 12.8 | 6.4kWh | 10 kWh | 6.4kWh | 3.4kWh | 6.7kWh | 3.2kWh | 3.6kWh | 2.4kWh | 2.2kWh | 6kWh | 1.2kWh | 6.4kWh | 4.8kWh | 14.4kWh | 7.2kWh | 11.6kWh | 3kWh | 3.75kWh
DOD |  | 0.8
Usable Storage Capacity | 7.68kWh | 10.24 | 5.12kWh | 10 kWh | 5.44kWh | 2.75kWh (per individual battery module) | 5.4kWh per module | 3.1kWh per module | Base model has 2.9kWh, each expansion pack adds 1kWh | 2kWh per battery | 2.2 kWh per stack | 5.94kWh | 1.1kWh per single modular battery (designed to be scalable) | 5.76 kWh for base unit, 2.9 kWh for each additional battery module | 3.8kWh | 11.5kWh | 6.5kWh | 10 kWh | 2.7kWh per battery pack | 3kWh
Pros | Can be used in both off-grid and hybrid setups, compact size, modular expansion. | Can be used in both off-grid and hybrid setups, compact size, modular expansion. | Can be used in both off-grid and hybrid setups, compact size, modular expansion. | Safe chemistry (low fire danger compared to lithium ion), high depth-of-discharge, can tolerate temperatures up to 50 degrees C, easily recycleable, Australian owned & developed | Advanced safety features minimise fire risk | Can be used in both off-grid and hybrid setups, compact size, modular expansion, 10 year warranty, very high cycle life, BMS integrated into each battery | German made, high quality, plug and play with SMA sunny island, expandable up to 12 modules | German made, extremely high cycle life, very safe technology, very high charge / discharge performance | Additional batteries can be added to increase capacity, very high cycle life, good power output | Safest Lithium Chemistry, Scalable in 2kWh modules, Integrated BMS, good cost-per-kWh | Great price-per-kWh, modular, environmentally friendly disposal, inherently safe chemistry (low fire risk compared to lithium ion) | Great upfront value, high performance with partial charging | Simple installation, easy to add more batteries to increase storage capacity. Great $/kwh if cycling twice per day. | Australian owned and developed, Reposit Ready, has backup capability, rugged design for Australian environment. | 7” Touchscreen + Wi-Fi, Dual Solar inputs up to 6kW, Automatic blackout protection and free remote monitoring (App & Web). | 7” Touchscreen + Wi-Fi, Dual Solar inputs up to 6kW, Automatic blackout protection and free remote monitoring (App & Web). | Good value if you have an application that discharges up to 3x per day. | Has backup capability if grid goes down, extremely high surge power (8.5kW for 30 minutes), very long lifespan. Good $/kwh if cycling twice per day. | High cycle life and depth of discharge, easy to add additional batteries if more storage is needed | Compact, Efficient, Grid tie inverter agnostic
Cons | Battery is warranted to 50ºC ambient (40ºC if operating) | Battery is warranted to 50ºC ambient (40ºC if operating) | Battery is warranted to 50ºC ambient (40ºC if operating) | Heavy. Question mark over DC-DC roundtrip efficiency (~80%). | Usable storage degrades to 3.6kWh after 5 years. | Expensive for once-daily cycling. | Supported by limited number of inverters | Supported by limited number of inverters (SMA), not economic for daily cycling, is designed more for tariff cycling than energy storage, heavy | Can only be installed indoors, relatively short warranty compared to other lithium-ion batteries, expensive. 3 Phase only. | Only 5 year warranty, currently only compatible with SolaX Power Hybrid inverters and Redbacks. | Heavy, very low power output compared to lithium-ion unless many battery stacks are purchased and linked together (increasing overall costs). | Only two year warranty at 75% DoD, low cycle life, heavy | Very low power output per battery, not available until mid 2016. | Heavy, expensive initial cost | Expensive initial cost, expansion packs better value. | Expensive initial cost, expansion packs better value. | Expensive for daily cycling | Heavy | Expensive, heavy | Expensive
Weight | 60kg | 60kg | 60kg | 290kg | 100kg | 38 kg (per individual battery moduke) | 95kg per module | 120kg per module | 91kg for base 3.6kWh model, add 17kg per additional 1.2kWh expansion pack | 27kg per battery | 118kg per stack | 380kg | 25kg | 215kg + | 200kg + | 200kg + | 194kg | 300 kg | 150kg without batteries, add 20kg for each additional battery pack | 96kg
Power | 3.6kW steady, 5kW peak | 3.6kW steady, 5kW peak | 3.6kW steady, 5kW peak | 3kW steady, 5kW peak | 3.3kW steady, 5 kW peak | 3.1 kW steady, peak power 4.1kW (per individual module) | 3.3kW steady, 6.5kW peak | 3.2kW steady | 4kW steady | 2kW continuous per module (stacks with each additional module) | 0.68kW steady, 0.8kW peak (stacks with each additional 2.2kWh pack) | 4.6kW on grid, 3kW peak in backup mode | 260W per battery (stacks with each additional battery) | 5kW steady | 4.6kW grid connected / 6.0kW peak in backup mode | 4.6kW grid connected / 6.0kW peak in backup mode | 4kW | 5kW steady, 8.5kW peak | 5kW steady | 3kW on grid/2kW off grid
Dimensions (WHD) | 40cm x 66 cm x 16cm | 40cm x 66 cm x 16cm | 40cm x 66 cm x 16cm | 50cm x 115 cm x 100cm | 86cm x 130cm x 18cm | 34 cm x 35 cm x 20 cm | 67cm x 53cm x 47cm | 73cm x 31cm x 51cm | 57cm x 95cm x 61cm | 37cm x 13cm x 43cm | 33cm x 93 cm x 31cm | 112 cm x 36cm x 53cm | 39cm x 32.5cm x 22cm | 70cm x 180 cm x 65cm | 68 x 162 x 65 cm | 68 x 162 x 65 cm | 28cm x 120cm x 114cm | 86cm x 186cm x 36cm | 61cm x 163cm x 65cm | 68cm x 61cm x 25cm
Cycle Life | 2,625 cycles at 80%DoD then 1,500 cycles at 60%DoD | 2,625 cycles at 80%DoD then 1,500 cycles at 60%DoD | 2,625 cycles at 80%DoD then 1,500 cycles at 60%DoD | 4,000 cycles at 100% DoD | 740 cycles at 85% DoD, then 1,087 at 72%, then 2,368 at 60% | 10,000 cycles at 80% DoD | 5,000 cycles @ 80% DoD | 15,000 cycles @ 95% DoD | 8,000 cycles at 80% DoD | 4,000 cycles at 80% DoD | 3,000 cycles at 100% DoD | 2000 cycles at 75% DoD | 7300 cycles at 95% DoD | 4,000 cycles at 90% DoD | 4,000 cycles to 80% DoD (80% capacity remaining) | 4,000 cycles to 80% DoD (80% capacity remaining) | 6,000 cycles at 90% DoD | 8,000 cycles at 85% DoD | 8,000 cycles at 90% DoD | 6000 cycles at 80% DoD
Round Trip Efficiency | 95% | 95% | 95% | 80% | 92.5% | 98% | 97% | >90% | >90% | TBC | 90% | 85-90% | 96% | 97% | 97% | 97% | 95% | 96% | 95% | 98%
Off-grid Capable? | Yes | Yes | Yes | Yes | No | Yes | Yes, with Sunny Island or Struder inverter/charger | Yes, with SMA Sunny Island inverter | Yes | EPS capable with SolaX Power inverters | Yes | Yes – With 2 AC outputs (Grid/Backup) | No | No | Yes – With 2 AC outputs (Grid/Backup) | Yes – With 2 AC outputs (Grid/Backup) | Yes | No | Yes | Blackout protection available for essential loads
Reposit Ready? | Yes, with Sungrow SH5K Hybrid inverter | Yes, with Sungrow SH5K Hybrid inverter | Yes, with Sungrow SH5K Hybrid inverter | Capable – working with Reposit to deliver | Yes, with SolarEdge inverter | Yes, when used with suitable inverter (such as SMA) | No | No | No | Capable – working with Reposit to finalise | No | Capable – working with Reposit to finalise | Yes | Yes | Capable – working with Reposit to finalise | Capable – working with Reposit to finalise | No | No - Sunverge have their own software that competes directly with Reposit | Not currently - planning to add in future | Currently not available
Both single and three phrase compatible? | Yes | Yes | Yes | Yes | Yes | Yes | Yes | Yes | 3 Phase Only | Single phase inverters currently, 3 phase planned for future | Yes | Single Phase, can install multiple units for 3 phase sites if required | Yes. | Only single phase | Single Phase, can install multiple units for 3 phase sites if required | Single Phase, can install multiple units for 3 phase sites if required | Yes | Yes | Only single phase - T5 model is three phase | Yes
Warranty | 10 years | 10 years | 10 years | Warranted total energy throughput 30MWh or a maximum of 10 years, whichever comes first. | 10 years - if you register the Powerwall online and connect it to the internet within 3 months of it being installed. If you fail to do this, warranty is 4 years. | 10 years | 7 years | 10 years | 5 years if purchase is registered with Fronius after purchase | 5 years product warranty | 5 years full warranty, 3 extra years partial warranty | 2 years | 10 years | 5 year inverter warranty, 10 year battery warranty | 5 years | 5 years | 5 years | 10 years | 5 years (extendable to 20 years) | 10 years battery. 5 years balance of systems
Warranty Document Supplied? | Yes | Yes | Yes | Yes | Yes | Yes | No | No | Yes | Yes | No | No | No | No | No | No | Yes (pages 56-61) | Yes | No | No
Total warranted kWh (multiple cycles per day) | 28800 | 38400 | 19,200 (warranted) | 30,000 (warranted) | 18,000 (warranted) | 20,800 (warranted) | 27,000 (implied) | 45,600 (implied) | 23,200 (implied) | 8,000 (implied) | 13,200 (implied) | 11,800 (implied) | 8,322 (implied) | 23,040 (implied) | 15,360 base model (implied) | 46080 (implied) | 35,100 (implied) | 68,000 (implied) | 21,600 per 3kWh battery (implied) | 18,000 (implied)
Cost per warranted kWh (multiple cycles per day) | $0.26 @ 1.13 cycles per day | 0.3849 | $0.39 (+ inverter cost) @ 1.13 cycles per day | $0.42 (+ inverter cost) | $0.44 (+ inverter cost) @ 1.15 cycles per day | $0.26 (+ inverter cost) @ 2.7 cycles per day (and < 43ºC) | $0.34 (+ inverter cost)@2 cycles per day | $0.33 (+ inverter cost) @ 4 cycles per day | $0.39 for base 3.6kWh model (+ inverter cost) @ 2.7 cycles per day | $0.25 (+ inverter cost) @ 2.2 cycles per day | $0.19 (+ inverter cost) @ 3.3 cycles per day and 5 year warranty | $0.59 @ 2.8 cycles per day | $0.24 @ 2 cycles per day | $0.56 @ 1.1 cycles per day | $0.65 for base model | 0.39 @ 2.2 cycles per day | $0.34 @ 3 cycles per day | $0.22 @ 2.2 cycles per day | $0.33 for base model | $0.46 @ 1.65 cycles per day
|  |  |  | @ 0.8 cycles per day | [14 empty] | $0.17 for expansion packs
@ 4 cycles per day based on 5 year warranty
Total warranted kWh (1 cycle per day) | 25788 | 34384 | 17192 | 30000 | 16000 | 10037 | 13797 | 11315 | 5,293 (base unit) | 3650 | 4,015 (based on 5 yr warranty) | 4336 | 4161 | 21,024 (based on battery warranty) | 6935 | 20987 | 11863 | 34675 | 4,928 per 3kWh battery | 10950
Cost per Total warranted kWh (1 cycle per day) | 0.29 | 0.42985 | $0.43 (+ inverter cost) | $0.42 (0.8 cycles per day) (+ inverter cost) | $0.50 (+ inverter cost) | $0.54 (+ inverter cost) | $0.67 (+ inverter cost) | $1.33 (+ inverter cost) | $1.70 for base model | $0.55 (+ inverter cost) | $0.63 (+ inverter cost) | 1.61 | 0.48 | $0.61 base unit | $1.30 for base model | 0.86 | 1.01 | 0.43 | $1.32 for base model | 0.76
[9 empty] | $0.57 for expansion packs |  |  |  |  | $0.36 per expansion pack |  |  |  |  | $0.68 for expansion packs
| = | [7 empty] | (+ inverter cost)

## Spending Model (hidden)
Demand Factor | 3
|  | Small < 100MWh |  |  |  | Medium |  |  |  | Large > 160MWh
|  | 0.22733 | 1.29 | 0 |  | 0.20607 | 6.29 | 10.75 |  | 0.13667 | 18.95 | 10.75
| Usage | Energy Tariff | Daily Connection | Demand Charges | Annual Cost | Energy Tariff | Daily Connection | Demand Charges | Annual Cost | Energy Tariff | Daily Connection | Demand Charges | Annual Cost
| 10000 | 2273.3333 | 470.85 | 0 | 2744.1833 | 2060.6667 | 2295.85 | 36.815 | 4393.3316 | 1366.6667 | 6916.75 | 36.815
| 20000 | 4546.6667 | 470.85 | 0 | 5017.5167 | 4121.3333 | 2295.85 | 73.6299 | 6490.8132 | 2733.3333 | 6916.75 | 73.6299
| 30000 | 6820 | 470.85 | 0 | 7290.85 | 6182 | 2295.85 | 110.4449 | 8588.2949 | 4100 | 6916.75 | 110.4449
| 40000 | 9093.3333 | 470.85 | 0 | 9564.1833 | 8242.6667 | 2295.85 | 147.2598 | 10685.7765 | 5466.6667 | 6916.75 | 147.2598
| 50000 | 11366.6667 | 470.85 | 0 | 11837.5167 | 10303.3333 | 2295.85 | 184.0748 | 12783.2581 | 6833.3333 | 6916.75 | 184.0748
| 60000 | 13640 | 470.85 | 0 | 14110.85 | 12364 | 2295.85 | 220.8897 | 14880.7397 | 8200 | 6916.75 | 220.8897
| 70000 | 15913.3333 | 470.85 | 0 | 16384.1833 | 14424.6667 | 2295.85 | 257.7047 | 16978.2213 | 9566.6667 | 6916.75 | 257.7047
| 80000 | 18186.6667 | 470.85 | 0 | 18657.5167 | 16485.3333 | 2295.85 | 294.5196 | 19075.703 | 10933.3333 | 6916.75 | 294.5196
| 90000 | 20460 | 470.85 | 0 | 20930.85 | 18546 | 2295.85 | 331.3346 | 21173.1846 | 12300 | 6916.75 | 331.3346
| 100000 | 22733.3333 | 470.85 | 0 | 23204.1833 | 20606.6667 | 2295.85 | 368.1495 | 23270.6662 | 13666.6667 | 6916.75 | 368.1495 | 20951.5662
| 110000 | 25006.6667 | 470.85 | 0 | 25477.5167 | 22667.3333 | 2295.85 | 404.9645 | 25368.1478 | 15033.3333 | 6916.75 | 404.9645 | 22355.0478
| 120000 | 27280 | 470.85 | 0 | 27750.85 | 24728 | 2295.85 | 441.7794 | 27465.6294 | 16400 | 6916.75 | 441.7794 | 23758.5294
| 130000 | 29553.3333 | 470.85 | 0 | 30024.1833 | 26788.6667 | 2295.85 | 478.5944 | 29563.1111 | 17766.6667 | 6916.75 | 478.5944 | 25162.0111
| 140000 | 31826.6667 | 470.85 | 0 | 32297.5167 | 28849.3333 | 2295.85 | 515.4093 | 31660.5927 | 19133.3333 | 6916.75 | 515.4093 | 26565.4927
| 150000 | 34100 | 470.85 | 0 | 34570.85 | 30910 | 2295.85 | 552.2243 | 33758.0743 | 20500 | 6916.75 | 552.2243 | 27968.9743
| 160000 | 36373.3333 | 470.85 | 0 | 36844.1833 | 32970.6667 | 2295.85 | 589.0392 | 35855.5559 | 21866.6667 | 6916.75 | 589.0392 | 29372.4559
| 170000 | 38646.6667 | 470.85 | 0 |  | 35031.3333 | 2295.85 | 625.8542 | 37953.0375 | 23233.3333 | 6916.75 | 625.8542 | 30775.9375
| 180000 | 40920 | 470.85 | 0 |  | 37092 | 2295.85 | 662.6692 | 40050.5192 | 24600 | 6916.75 | 662.6692 | 32179.4192
| 190000 | 43193.3333 | 470.85 | 0 |  | 39152.6667 | 2295.85 | 699.4841 | 42148.0008 | 25966.6667 | 6916.75 | 699.4841 | 33582.9008
| 200000 | 45466.6667 | 470.85 | 0 |  | 41213.3333 | 2295.85 | 736.2991 | 44245.4824 | 27333.3333 | 6916.75 | 736.2991 | 34986.3824
| 210000 | 47740 | 470.85 | 0 |  | 43274 | 2295.85 | 773.114 | 46342.964 | 28700 | 6916.75 | 773.114 | 36389.864
| 220000 | 50013.3333 | 470.85 | 0 |  | 45334.6667 | 2295.85 | 809.929 | 48440.4456 | 30066.6667 | 6916.75 | 809.929 | 37793.3456
| 230000 | 52286.6667 | 470.85 | 0 |  | 47395.3333 | 2295.85 | 846.7439 | 50537.9273 | 31433.3333 | 6916.75 | 846.7439 | 39196.8273
| 240000 | 54560 | 470.85 | 0 |  | 49456 | 2295.85 | 883.5589 | 52635.4089 | 32800 | 6916.75 | 883.5589 | 40600.3089